## README
India Data Centre Power - Public-Document Dataset (v2 - Maharashtra deep-dive)
Compiled | 19-Oct-2026, from publicly available documents. v2 adds a Maharashtra permit sweep: all 2025-26 SEIAA/SEAC agendas (266 docs), OCR of 66 scanned SEIAA minutes, all MPCB Consent Appraisal Committee reports (132 docs), MERC Case 88/2026, and Parliament answers on DC power demand.
What changed in v2 | New MH_Permits sheet (45 permit records with connected load, DG sets, capital investment). 14 new permit-backed projects (Google x2, AWS Thane & Powai, Microsoft/AdaniConneX Pune, Iron Mountain MUM-3, Chandivali DC, MAHAPREIT, etc.). MERC Ambernath order and Rajya Sabha answers now read in full (tier A1). Lodha/Ambernath, CapitaLand, Digital Edge, STT, Yotta, AirTrunk rows enriched.
Purpose | Test whether planned data-centre power in India (especially Navi Mumbai) is materially higher than press announcements suggest, using government, regulator, utility, permit and company-filing evidence.
Sheets | Projects - one row per campus/project. Grid_Power - transmission, substation, utility and regulatory evidence. MH_Permits - Maharashtra environmental clearances and pollution-board consents for data centres, with power data. Govt_Aggregates - official and operator-level totals. Summary - formula-driven roll-ups and gap check. To_Pull - primary documents still to retrieve. Sources - every link used.
Units | IT MW = critical IT load. 'Grid / facility power' is quoted as the source states it (MW or MVA); facility power is typically 1.3-1.6x IT load. Investment in Rs crore.
Include in totals | 'N' marks rows excluded from Summary sums to avoid double counting (e.g., tenants inside a park; umbrella MoUs; potential-only site capacity). Change the flag to re-cut totals.
Read in source? | 'Y' = the figure was checked in the primary document itself during compilation. 'N' = taken from a report of that document; verify before external use.
Highlighting | Yellow rows = Navi Mumbai / MMR focus.
Caveat | Sources often conflict (IT vs facility MW, campus potential vs build). Conflicts are noted per row. MoU/LoI capacity is intent, not committed build.
Evidence tiers
A1 | Government / regulator / utility document - retrieved and read for this dataset
A2 | Government / regulator action (GO, MoU, LoI, permit application, regulatory order) - reported; primary document not yet retrieved
B | Statutory company disclosure - exchange filing, investor presentation, DRHP, credit-rating rationale
C | Company announcement / company website
D | Third-party only - press, aggregator, research house

## Summary
Summary - tracked IT MW (Projects sheet, rows with Include = Y)
All figures are formulas over the Projects sheet; edit Projects and these update.
State | A1 | A2 | B | C | D | Total planned IT MW | Operational IT MW | UC / contracted IT MW
Maharashtra | 3372 | 4250 | 244 | 3216 | 165.5 | 11247.5 | 472.2 | 2454.1
Andhra Pradesh | 1000 | 3498 | 0 | 0 | 0 | 4498 | 0 | 0
Telangana | 0 | 800 | 406 | 2200 | 0 | 3406 | 19.2 | 100
Tamil Nadu | 0 | 0 | 33 | 164 | 145 | 342 | 50.1 | 34
Uttar Pradesh | 0 | 370 | 50 | 52.8 | 0 | 472.8 | 10 | 40
Gujarat | 0 | 0 | 0 | 168 | 0 | 168 | 0 | 168
Odisha | 0 | 1000 | 0 | 0 | 0 | 1000 | 0 | 0
West Bengal | 0 | 0 | 0 | 40 | 250 | 290 | 0 | 0
Haryana | 0 | 0 | 307 | 0 | 0 | 307 | 28 | 35
Karnataka | 0 | 500 | 0 | 0 | 0 | 500 | 0 | 0
All India (tracked) | 4372 | 10418 | 1040 | 5840.8 | 560.5 | 22231.3 | 579.5 | 2831.1
Maharashtra by cluster (Include = Y)
Cluster | Total planned IT MW | Operational IT MW | UC / contracted IT MW | Of which tier A1/A2/B
Navi Mumbai - Taloja/Panvel | 1480 | 52 | 292 | 750
Maharashtra - multiple | 0 | 0 | 0 | 0
MMR - Palava/Ambernath/Taloja edge | 2500 | 0 | 1450 | 2500
MMR - Raigad/Pen | 3000 | 0 | 0 | 3000
Navi Mumbai - TTC/Thane-Belapur | 2794 | 397 | 697 | 548
Navi Mumbai - unspecified | 245.5 | 0 | 5.5 | 0
Maharashtra - unspecified | 700 | 0 | 0 | 700
MMR - Thane | 272 | 0 | 0 | 272
Mumbai (island/suburbs) | 0 | 0 | 0 | 0
Pune | 256 | 23.2 | 9.6 | 96
Maharashtra total | 11247.5 | 472.2 | 2454.1 | 7866
Gap check - official totals vs. what this dataset can name
Comparison | Official / govt figure (MW) | Tracked here (MW) | Unnamed gap (MW) | Tracked as % of official
India: CEA projected additional DC demand by FY32 vs all tracked planned IT MW | 26300 | 22231.3 | 4068.7 | 84.53%
Maharashtra: Industries/MIDC 44-project IT capacity vs tracked Maharashtra | 23800 | 11247.5 | 12552.5 | 47.26%
Navi Mumbai Hub + Taloja Corridor (MIDC) vs tracked Navi Mumbai clusters | 7810 | 4519.5 | 3290.5 | 57.87%
Andhra Pradesh: 16 projects IT load (APTRANSCO) vs tracked AP | 9100 | 4498 | 4602 | 49.43%
India installed today (MeitY) vs tracked operational IT MW | 1575 | 579.5 | 995.5 | 36.79%
Reading the gap: a positive 'Unnamed gap' means government/utility documents point to more capacity than can be tied to named projects in this first pass - consistent with the client view.
Tracked operational MW is far below MeitY's 1,575 MW because this pass focuses on new/large campuses, not the full installed base.
Navi Mumbai cluster rows exclude Palava/Ambernath and Raigad-Pen (separate clusters); MIDC's 'Navi Mumbai Hub' definition is not published, so the comparison is indicative.
Permit evidence - Maharashtra (MH_Permits sheet)
Connected load in SEIAA/SEAC permit records (MW) | 644.622
DG back-up in permit records (MVA) | 886.9
Capital investment in MPCB consent records (Rs cr) | 29774.24
STU grid connectivity granted at Ambernath alone (MW) | 1450
Number of permit records | 45
Six permit records alone (Google/EverYondr, CapitaLand, Iron Mountain, AWS Powai, Chandivali DC, Adani-Microsoft Bhosari) carry ~645 MW of connected load - several of these are absent from press trackers.

## Projects
ID | State | Cluster | Micro-location | Developer / operator | Partner / tenant | Project / campus | IT MW - operational | IT MW - under construction / contracted | IT MW - total planned (campus) | Grid / facility power (as stated) | Investment (Rs crore) | Status | Timeline | Evidence tier | Source type | Primary source | Link 1 | Link 2 | Source date | Key data point (as stated in source) | Read in source document? (Y/N) | Include in totals (Y/N) | Notes / conflicts / double-count | Navi Mumbai / MMR focus
P001 | Maharashtra | Navi Mumbai - Taloja/Panvel | Taloja campus | AdaniConneX (Adani Ent.-EdgeConneX 50:50 JV) | CoreWeave (sole tenant) | AdaniConneX Taloja - CoreWeave AI campus |  | 240 | 480 | 3 x 80 MW buildings; DLC GPU halls |  | Contracted / under development | First phase mid-2028 | C | Company press release | CoreWeave investor release: CoreWeave enters India with AdaniConneX | https://investors.coreweave.com/news/news-details/2026/CoreWeave-Enters-India-Expanding-AI-Cloud-Platform-With-AdaniConneX/default.aspx | https://inc42.com/buzz/coreweave-enters-india-partners-adaniconnex-for-240-mw-data-centre-capacity/ | 2026-10-06 | 240 MW across three 80 MW buildings at Taloja; option for further 240 MW (480 MW total) | N | Y | Overlaps with AdaniConneX 'Navi Mumbai 110 MW' (30 + 80 MW buildings) in Adani Ent. Q1 FY27 deck - the 80 MW building is likely the first CoreWeave building. Counted here, not in the AEL row. | Y
P002 | Maharashtra | Navi Mumbai - Taloja/Panvel | Navi Mumbai | AdaniConneX | - | AdaniConneX Navi Mumbai (per AEL filing) | 0 | 110 | 110 |  |  | Under construction | - | B | Investor presentation (exchange filing) | Adani Enterprises Q1 FY27 earnings presentation, slide 15 | https://www.adanienterprises.com/-/media/Project/Enterprises/Investors/Investor-Downloads/Results-Presentations/AEL_Investor_Presentation.pdf |  | 2026-07 | 'Navi Mumbai - Execution started for 2 buildings - 30 & 80* MW'; total 110 MW; *80 MW revised down from 136 MW | Y | N | Excluded from totals to avoid double counting with CoreWeave 240 MW row. | Y
P003 | Maharashtra | Navi Mumbai - Taloja/Panvel | Navi Mumbai site (aggregator) | AdaniConneX | - | AdaniConneX 'Navi' site - potential IT load |  |  | 1000 |  |  | Planned (potential) | RFS Dec 2026 onwards | D | Aggregator listing | datacenters.com listing | https://www.datacenters.com/adaniconnex-navi |  | n.d. | 1,000 MW potential IT load | N | N | Potential site capacity only; shown for reference. Adani's 2024 Maharashtra MoU (1 GW, Rs 50,000 cr) is the umbrella commitment. | Y
P004 | Maharashtra | Maharashtra - multiple | Mumbai/Navi Mumbai & Pune | Adani Group | - | Adani Maharashtra hyperscale MoU (Davos 2024) |  |  | 1000 |  | 50000 | MoU | 10 years | A2 | State MoU (reported) | Adani newsroom: Govt of Maharashtra MoU | https://www.adani.com/newsroom/media-releases/government-of-maharashtra |  | 2024-01 | MoU for 1 GW hyperscale data infrastructure, Rs 50,000 crore over 10 years | N | N | Umbrella MoU; AdaniConneX Navi Mumbai / Pune rows sit within it. | Y
P005 | Maharashtra | MMR - Palava/Ambernath/Taloja edge | Asode & Burdul villages (near Taloja; ex-Lodha land) | Amazon Data Services India (AWS) | - | AWS Taloja/Palava data centre campus |  |  | 473 | 473 MW electricity requirement (per SEIAA application as reported) | 4000 | EC application filed with SEIAA | Groundbreaking Mar 2026 | A2 | SEIAA environmental clearance application (reported) | Blitz India Media report on SEIAA application | https://blitzindiamedia.com/west/amazon-taloja-data-center-environmental-clearance-seiaa-2026/ | https://www.datacenterdynamics.com/en/news/aws-plans-430m-data-center-in-navi-mumbai-india/ | 2026-04-28 | 48.85 acres (197,692 sq m); BUA 393,938 sq m; 6 buildings (4 x 7-storey DCs); 473 MW; ~Rs 4,000 cr; land bought Nov-2024 from Macrotech (Lodha) for Rs 450 cr | N | N | Land was bought from Lodha (Macrotech) -> sits inside/adjacent to Lodha Palava DC park; excluded to avoid double count with Lodha park row. Pull PARIVESH proposal for DG/power annexure. 473 MW figure appears to be facility power, not IT. | Y
P006 | Maharashtra | MMR - Palava/Ambernath/Taloja edge | Palava City, Thane/Raigad (approx. 370-400 acres) | Lodha Developers (Macrotech) | AWS, STT GDC, Digital Edge (land buyers) | Lodha Green Integrated Data Centre Park, Palava |  | 1450 | 2500 | MERC Case 88/2026: 400/220 kV GIS Ambernath S/S, 4 x 500 MVA ICT (DDF, Lodha-funded); STU connectivity granted ~1,450 MW (AWS, STT) + ~1,500 MW under process = 2,950 MW by 2028 | 130000 | MERC order 01-Jun-2026; STU connectivity granted; land being sold | Substation & DC load by 2028 | A1 | MERC order (read) + State MoUs | MERC order in Case No. 88 of 2026 & IA 78 of 2026 (01-06-2026) | https://merc.gov.in/wp-content/uploads/2026/06/Order-88-of-2026.pdf | https://www.saurenergy.com/solar-energy-news/maharashtra-approves-transmission-infrastructure-for-13-lakh-crore-data-centre-park-11902218 | 2026-06-01 | Order para 7.6: 'STU has already granted grid connectivity to Amazon Web Services (AWS) and ST Telemedia Global Data Centres (STT), while the connectivity application of another Data Center is under process'; para 7.15: ~1450 MW granted, ~1500 MW under consideration, 2950 MW by 2028 | Y | Y | 'UC/contracted' column holds the ~1,450 MW of grid connectivity granted per the MERC order. Capacity cited as 2 / 2.5 / 3 GW across sources. Tenants AWS (473 MW), Digital Edge (~270 MW) and STT (24 acres) are inside this total. | Y
P007 | Maharashtra | MMR - Palava/Ambernath/Taloja edge | Palava (~30 acres) | Digital Edge India (Digital Edge-NIIF JV) | - | Digital Edge second Mumbai campus (Palava) |  |  | 270 |  |  | Land acquired | - | D | Press | W.Media: Palava land deal points to Digital Edge's second India DC | https://w.media/palava-land-deal-points-to-digital-edges-second-india-data-center/ | https://finimize.com/content/lodha-confirms-palava-land-sale-to-data-center-builder | 2026-07 | ~30 acres bought at ~Rs 42 cr/acre; ~270 MW reported (not confirmed by Lodha) | N | N | Inside Lodha park - excluded from totals. | Y
P008 | Maharashtra | MMR - Palava/Ambernath/Taloja edge | Palava (24+ acres) | STT GDC India | - | STT GDC Palava land |  |  |  |  | 500 | Land acquired | - | D | Press / Wikipedia | Data centre industry in India (Wikipedia, citing press) | https://en.wikipedia.org/wiki/Data_centre_industry_in_India |  | 2025-09 | 24+ acres for ~Rs 500 cr | N | N | Inside Lodha park; MW not disclosed. | Y
P009 | Maharashtra | MMR - Raigad/Pen | Raigad Pen Growth Centre ('Orange City'), Pen taluka | AirTrunk (Blackstone/CPP) | - | AirTrunk Raigad mega-campus |  |  | 3000 |  | 200000 | Letter of Intent for land allotment | - | A2 | State LoI (announced by CM) | ANI: Maharashtra issues LoI to AirTrunk for Rs 2 lakh crore DC project in Raigad | https://www.aninews.in/news/business/maharashtra-issues-letter-of-intent-to-airtrunk-for-rs-2-lakh-crore-data-centre-project-in-raigad20260601123602/ | https://techcrunch.com/2026/06/05/airtrunk-commits-30b-to-build-5gw-of-ai-data-centers-in-india/ | 2026-06-01 | 3 GW IT capacity, Rs 2 lakh crore (~US$21bn); part of AirTrunk's US$30bn / 5 GW India plan | N | Y | MMRDA secured 216 acres for Raigad-Pen Growth Centre (MMRDA PR 17/2026). Unverified aggregator reports of Mapletree (100 acres) also at Raigad-Pen. | Y
P010 | Maharashtra | Navi Mumbai - TTC/Thane-Belapur | Mahape | NTT Global Data Centers | - | NTT NAV2 campus |  |  | 336 | 500 MW campus power |  | Planned / under development | - | C | Company announcement (via DCD) | DCD: NTT announces 500MW NAV2 data center in Navi Mumbai | https://www.datacenterdynamics.com/en/news/ntt-announces-500mw-nav2-data-center-in-navi-mumbai-india/ | https://www.globaldatacenterhub.com/p/the-new-center-of-gravity-inside | 2026 | 500 MW power; 336 MW IT across three facilities | N | Y | ICRA (2025) puts NTT GDC India total at ~280 MW; capex Rs 1,200-1,500 cr/yr FY26-28. | Y
P011 | Maharashtra | Navi Mumbai - TTC/Thane-Belapur | Mahape (NAV1A) | NTT Global Data Centers | - | NTT NAV1A | 30 |  | 30 |  |  | Operational | - | C | Company website | NTT Navi Mumbai data center page | https://services.global.ntt/en-us/services-and-products/global-data-centers/global-locations/india/navi-mumbai-data-center |  | n.d. | 37,000 m2; 5,000 racks; 30 MW IT | N | Y |  | Y
P012 | Maharashtra | Navi Mumbai - TTC/Thane-Belapur | Plot IT-07, TTC Industrial Area, Mahape | Nxtra Data Ltd (Bharti Airtel) | - | Nxtra Mahape DC-02 expansion |  |  |  | Not in cover pages - see EC annexure on PARIVESH |  | Environmental clearance granted (expansion) | - | A1 | SEIAA Maharashtra environmental clearance | EC letter, proposal SIA/MH/INFRA2/490756/2025, EC id EC24C3802MH5926451N | https://assets.airtel.in/nxtra/pdf/EC_Environmental_Clearance_Certificate_Nxtra%20Mahape_DC-02_25.11.25.pdf |  | 2025-11-21 | EC for expansion of IT/ITeS (datacenter) unit; SEIAA meeting 14/10/2025; Category B2, item 8(a) | Y | N | MW not yet extracted (scanned PDF; salient features in Annexure). Nxtra Mumbai page lists Mahape hyperscale sites at 4/7/18/42 MW IT. Nxtra group: ~250-300 MW, target 1 GW. | Y
P013 | Maharashtra | Navi Mumbai - TTC/Thane-Belapur | Survey 238/2, Kalwa / Ghansoli, Thane-Belapur Rd | Digital Edge DC (India) | NIIF | Digital Edge BOM campus (BOM1-BOM3) | 40 | 48 | 400 | 83 MW solar PPA (Hexa) |  | BOM1 operational; BOM2 topped out; BOM3 started | - | A1 | SEIAA EC + company | SEIAA EC letter, proposal SIA/MH/INFRA2/449922/2023, EC id EC24B039MH149609 | https://www.digitaledgedc.com/wp-content/uploads/2025/07/EC-Letter-Data-Center.pdf | https://www.digitaledgedc.com/digital-edge-india/ | 2024-02-08 | EC granted for 'BOM' data center (Cat B, 8(b)); company: 400 MW Navi Mumbai campus, ~47 acres; BOM2 48.4 MW | Y | Y | Campus sized at 300 / 350 / 400 MW in different company materials. MPCB CTE 0000195775 (3rd CAC 2024-25) for 'BOM 2 & BOM 3', Dighe S.No. 47/2-49/2: plot 172,354 m2, BUA 390,772 m2, 8 buildings, CI Rs 3,000 cr (EC dated 08-02-2024 matches this EC). CTO 0000225726 issued 03-04-2025. See MH_Permits. | Y
P014 | Maharashtra | Navi Mumbai - TTC/Thane-Belapur | TTC Rabale (Plot R-847) | Sify Infinit Spaces | - | Sify Rabale hyperscale campus | 85 | 40 | 377 |  |  | 5 towers live; 7 more planned | - | C | Company website / IR deck | Sify Rabale campus page | https://www.sifytechnologies.com/data-center/rabale-data-center/ | https://sifyinfinitspaces.com/wp-content/uploads/2025/07/Sify-Infinit-Spaces-IR-2025.pdf | 2025-26 | Designed for 377+ MW IT across 12 towers (earlier 240+ MW); 2022 factsheet: 5 towers / 85 MW | N | Y | IFC SLL (Jun-2026) for two new DCs in Navi Mumbai + Chennai totalling 103 MW. DRHP (Oct-2025): 188 MW built IT India-wide. | Y
P015 | Maharashtra | Navi Mumbai - Taloja/Panvel | Panvel (Hiranandani Fortune City) | Yotta Infrastructure (Hiranandani) | - | Yotta NM1 / NM2 DC park | 52 | 52 | 250 |  |  | NM1 operational; NM2 operational/fit-out | - | C | Company website | Yotta NM1 page | https://colocation.yotta.com/data-center/nm1-datacenter-mumbai-region-maharashtra/ | https://dcpulse.com/project/yotta-nm2-navi-mumbai-datacenter | 2026 | NM1 52 MW IT; park 5 buildings ~210-250 MW; 'scalable to 1 GW' | N | Y | NM2 cited at 52 or 65 MW. REALITY CHECK: CRISIL rationale (15-Apr-2025) on NMDC Data Centre Pvt Ltd (Hiranandani/Yotta SPV for NM1) shows ~13.1 MW colocation operational, rising to ~17.2 MW by FY27, rest for Shakti Cloud GPUs; holds captive discom licence. MPCB renewal 0000223122 (May-2025) covers Bhokarpada (Panvel) AND Talegaon Panshil (Khalapur) - a second site. | Y
P016 | Maharashtra | Navi Mumbai - TTC/Thane-Belapur | Mahape | CtrlS Datacenters | - | CtrlS Mumbai DC1-DC7 | 119 | 95 | 700 |  |  | DC1-DC5 operational; DC6-DC7 upcoming | - | C | Company website | CtrlS homepage / Mumbai visit page | https://www.ctrls.com/ | https://www.ctrls.com/dc-visit-mumbai/ | 2025-26 | DC1/2 40 MW, DC3 10, DC4 36.8, DC5 32; DC6+DC7 95 MW upcoming; campus '13 buildings, 700 MW IT' | N | Y | 700 MW is a marketing claim. | Y
P017 | Maharashtra | Navi Mumbai - TTC/Thane-Belapur | Mahape (11.5 acres) + new TTC parcel | STT GDC India | - | STT Navi Mumbai campus | 53 | 80 | 133 | Dual 220 kV & 400 kV substation feed |  | 2 x 40 MW buildings due 2026 | 2026 | C | Company website / brochure | STT GDC Mumbai locations page | https://www.sttelemediagdc.com/in-en/locations/mumbai | https://www.communicationstoday.co.in/stt-gdc-india-buys-navi-mumbai-land-for-%E2%82%B9282-crore-data-centre-project/ | 2024-26 | Total 133 MW after 3 new buildings; separate TTC land parcel bought May/Jun 2026 for Rs 282 cr (MW not disclosed) | N | Y | Operational figure derived (133 minus 80 under construction). MPCB: CTE 0000175818 (Dec-2023) & CTO part 0000209776 for Gen-50/1, TTC Khairane; consent amended to REMOVE 31 x 2,000 kVA DG sets (13th CAC 2024-25). STU also granted STT grid connectivity at Ambernath (MERC Case 88/2026). | Y
P018 | Maharashtra | Navi Mumbai - TTC/Thane-Belapur | Airoli (MU1) & Navi Mumbai (MU2, 10 acres) | Princeton Digital Group | - | PDG MU1 expansion + MU2 | 48 | 100 | 220 |  |  | MU1 phase-1 of 100 MW expansion UC; MU2 construction Apr 2026 | - | C | Company (via DCD) | DCD: PDG breaks ground on latest Mumbai data center | https://www.datacenterdynamics.com/en/news/pdg-breaks-ground-on-latest-mumbai-data-center/ | https://www.datacentermap.com/india/navi-mumbai/princeton-digital-mu2/ | 2026-04 | MU2 120 MW IT; MU1 100 MW expansion | N | Y | 48 MW operational = MU1 launch (DCD). | Y
P019 | Maharashtra | Navi Mumbai - TTC/Thane-Belapur | Airoli | CapitaLand Investment | - | CapitaLand Data Centre Navi Mumbai 1 (+NM2) |  | 108 | 108 | 108 MW power; on-site 220 kV GIS |  | Under development | Q4 2026 (first phase) | C | Company website | CapitaLand DC Navi Mumbai 1 listing | https://www.capitaland.com/en/find-a-property/global-property-listing/data-centres/capitaland-s-datacentrenavimumbai1.html |  | 2026 | 108 MW; MPCB Consent to Establish listed among project documents | N | Y | Some listings: 37 MW IT for first phase. CapitaLand's local SPV is Datascape Realty Pvt Ltd (Digha, TTC plots 14/2, 15 & 37): MPCB CTE 0000155369 CI Rs 3,211.9 cr; CTO (part) 0000231516 issued 09-02-2025; SEIAA EC proposal SIA/MH/INFRA2/466218/2024. See MH_Permits. | Y
P020 | Maharashtra | Navi Mumbai - TTC/Thane-Belapur | Mahape (5.4 ha) / Airoli | AirTrunk (ex-Lumina CloudInfra) | - | AirTrunk BOM1 + BOM2 |  | 62 | 182 | Dedicated 220 kV substations |  | BOM1 under build (ex-Lumina, 60 MW Airoli); BOM2 planned | - | C | Company website | AirTrunk BOM2 page | https://airtrunk.com/location/bom2-mumbai/ | https://www.datacenterdynamics.com/en/news/apac-data-center-firm-airtrunk-enters-india-acquires-lumina-cloudinfra/ | 2026 | BOM2 120+ MW, 5.4 ha, 220 kV S/S, PUE<1.4; BOM1 62+ MW, 2.4 ha | N | Y | Lumina's Airoli SPV is Gramercy Techpark Pvt Ltd (Plot 7 & 7A, TTC Airoli): MPCB CTE 0000145905 - plot 24,350 m2, BUA 86,044 m2, CI Rs 1,495 cr; CTO (part) 13-05-2025; SEIAA EC expansion SIA/MH/INFRA2/484959/2024 (Oct/Nov-2025 agendas). | Y
P021 | Maharashtra | Navi Mumbai - TTC/Thane-Belapur | Thane-Belapur belt (15.4 acres) | Data Center Holdings India LLP (Colt DCS-RMZ 50:50) | - | Colt DCS Navi Mumbai campus (Mumbai 1-3) | 22 | 64 | 148 | 220 kV GIS on campus | 2016 | Ph-1 22 MW (4 MW live Jul-2023); Mumbai 3 64 MW UC, fully pre-let | - | B | Credit rating rationale | ICRA rationale - Data Center Holdings India LLP (Rs 1,440 cr TL, A-) | https://www.icra.in/Rating/ShowRationalReportFilePdf/141442 | https://indianinfrastructure.com/2026/10/16/colt-dcs-and-rmz-begin-construction-of-third-data-centre-in-mumbai/ | 2026-03-09 | ICRA: 142 MW expected across 3 phases; Ph-1 cost Rs 2,016 cr (71:29 D/E); 82% of Ph-1 unleased (Sep-2025). Oct-2026: Mumbai 3 (64 MW) started => campus 86 MW, 148 MW potential | Y | Y | Same LLP received AP GO for 486 MW Vizag campus (see AP rows). | Y
P022 | Maharashtra | Navi Mumbai - TTC/Thane-Belapur | Navi Mumbai | L&T-Vyoma | - | L&T Vyoma Navi Mumbai AI DC |  | 40 | 100 |  |  | Under construction | - | C | Company press release | L&T press release 21-Jan-2026 | https://www.larsentoubro.com/pressreleases/2026/2026-01-21-larsen-toubro-vyoma-breaks-ground-on-40-mw-green-ai-ready-data-centre-in-navi-mumbai |  | 2026-01-21 | 40 MW phase-1 of 100 MW campus; direct-to-chip liquid cooling | N | Y | Site is Plot EL-200, TTC Mahape: SEIAA EC proposal SIA/MH/INFRA2/517940/2025 (309th agenda, Oct-2025). | Y
P023 | Maharashtra | Navi Mumbai - TTC/Thane-Belapur | Rabale | ESR | - | ESR Rabale DC |  | 60 | 60 | Facility load up to 60 MW |  | Under construction | - | D | Press | CRN Asia: ESR enters India DC market with 60 MW facility | https://www.crnasia.com/india/news/2026/esr-enters-india-data-centre-market-with-60-mw-facility-in-mumbai |  | 2026 | 60 MW facility load | N | Y | Facility load, not IT load. | Y
P024 | Maharashtra | Navi Mumbai - unspecified | Navi Mumbai (29 acres, freehold) | Zerra (AGPDC Global Holdings) | - | Zerra Navi Mumbai campus |  |  | 240 | 220 kV / 300 MVA + 100 kV / 40 MVA substations |  | Construction commenced; power & pre-construction approvals received | Oct 2026 start | C | Company website | Zerra Navi Mumbai project page | https://zerradc.com/projects/navi-mumbai/ |  | 2026-10 | 240 MW IT; two independent substations; 'initial development consents received' | N | Y | Relatively unknown developer; no press coverage found - an example of capacity not in mainstream announcements. | Y
P025 | Maharashtra | Navi Mumbai - Taloja/Panvel | Taloja | Prestige Group | - | Prestige Taloja data centre |  |  |  |  | 5000 | State MoU | Construction from 2026 | A2 | State MoU (reported) | DCD: Maharashtra partners with Prestige for Navi Mumbai DC | https://www.datacenterdynamics.com/en/news/maharashtra-state-govt-partners-with-prestige-to-develop-data-center-in/ |  | 2025-08 | Rs 5,000 cr of Rs 12,500 cr MoU earmarked for DC at Taloja; 1,200 jobs | N | N | MW not disclosed. | Y
P026 | Maharashtra | Navi Mumbai - Taloja/Panvel | Panvel, Khalapur, Taloja, Bhokharpada | ReNew (ReNew Wind Energy) | - | ReNew Green Integrated DC Park (MMR) |  |  | 750 | Min. 51% green power | 70000 | State MoU | Phased from 2028 | A2 | State MoU (reported) | Business Standard: ReNew signs MoU for Rs 70,000 cr green DC park | https://www.business-standard.com/industry/news/renew-signs-mou-with-maharashtra-for-70-000-crore-green-data-centre-park-126100801226_1.html | https://indianinfrastructure.com/2026/10/13/renew-signs-rs-700-billion-mou-with-maharashtra-government-to-develop-green-integrated-data-centre-park-in-mmr/ | 2026-10-08 | 750 MW, Rs 70,000 cr, multiple MMR sites | N | Y |  | Y
P027 | Maharashtra | Maharashtra - unspecified | Not disclosed | Trentar Pvt Ltd (Dorf Ketal Group) | - | Trentar Green Integrated Hyperscale DC Park |  |  | 500 | Min. 51% RE + storage | 30000 | State LoI + MoU | - | A2 | State LoI/MoU (company release) | PR Newswire: Trentar signs Rs 30,000 cr MoU | https://www.prnewswire.com/in/news-releases/trentar-signs-30-000-crore-3-3-bn-mou-with-maharashtra-for-500-mw-green-integrated-data-center-park-302899623.html |  | 2026-10-06 | 500 MW; LoI received from state | N | Y | Location not disclosed. | Y
P028 | Maharashtra | Navi Mumbai - unspecified | Navi Mumbai | Avisirah Technologies | - | Avisirah Navi Mumbai DC |  | 5.5 | 5.5 |  | 75 | Financed | - | D | Press | PropNewsTime: Avisirah raises Rs 75 cr | https://propnewstime.com/latestnewsstories/MzY3MDg=/avisirah-raises-inr-75-crore-for-navi-mumbai-data-centre |  | 2026 | ~5.5 MW IT; Rs 75 cr loan | N | Y | Small/enterprise example. | Y
P029 | Maharashtra | Navi Mumbai - TTC/Thane-Belapur | Plot D-31 & D-32, TTC Turbhe (EverYondr 'Mumbai 1') | Amanthin Info Parks Pvt Ltd (EverYondr = Everstone + Yondr) | Raiden Infotech India (Google) - 28-yr lease, ~3.81 lakh sq ft, Rs 8.83 cr/month (registered Oct-2022) | Google / EverYondr Turbhe data centre |  |  |  | Form-1A: connected load 103,367 kW; demand 108,807 kVA; 4 x 220/22 kV 60 MVA transformers; 58 x 2,200 kVA DG sets |  | Under construction (target 2025-27) | - | A1 | SEAC-II Form-1A (EC application) | Form 1A - Data Center by Amanthin Info Parks Pvt Ltd, Plot D-31 & D-32, TTC Turbhe | https://environmentclearance.nic.in/DownloadPfdFile.aspx?FileName=Kwy+a1Xl%2FGHp2kMbJYBd8GPrFSz%2FNzzr1mrm87hA6RfsBvasy5U%2FhwjR4PRxBwwupD8Lw8MExL5FqtSFZLEOTQ%3D%3D&FilePath=93ZZBm8LWEXfg+HAlQix2fE2t8z%2FpgnoBhDlYdZCxzXTbTpOQqzWjBW0IF63rxBVcDlG0LKdfbGNs0Ou%2FTEvAA%3D%3D | https://housing.com/news/google-rents-data-centre-space-in-navi-mumbai-midc/ | n.d. (c.2022-23) | Plot 39,980 m2; BUA 55,432 m2; ~103 MW connected load; 127.6 MVA of DG back-up | Y | N | ~103 MW facility load => roughly 65-75 MW IT (assumes PUE 1.4-1.6) - IT MW left blank because not stated. Google's presence in Navi Mumbai is barely covered in the press. | Y
P030 | Maharashtra | Navi Mumbai - TTC/Thane-Belapur | GEN-2/1/A/1, D-Block, TTC Turbhe (ex-Gramercy Trade 'Gold Craft' plot) | Raiden Infotech India Pvt Ltd (Google) | - | Google (Raiden) Turbhe data centre - own plot |  |  |  | Not in agenda - see EC file | 1895 | MPCB Consent to Establish granted 26-08-2025; SEIAA EC proposal listed Oct-2025 | - | A1 | MPCB CAC + SEIAA agenda | MPCB 5th CAC 2025-26 Action Taken Report (consent 0000249841); SEIAA 310th agenda (SIA/MH/INFRA2/531703/2025) | https://mpcb.gov.in/en/cac-meetings | https://www.ecmpcb.in/login/download_ec_document/ODY2MDg5MDRCMzNGNDNCN0JEMTFBNDUzNEI4MjlGNEQucGRm | 2025-08-26 | CTE approved for Raiden (Google) at Turbhe; same plot previously had CTE for 'Gold Craft by Gramercy Trade Industries' with CI Rs 1,895 cr (14th CAC 2023-24) | Y | N | Investment shown is the earlier Gramercy CTE CI on the same plot - indicative only. Second Google site in Navi Mumbai. | Y
P031 | Maharashtra | MMR - Thane | Balkum & Majiwada villages, Thane (54.73 acres; ex-Kalpataru land) | Amazon Data Services India (AWS) | - | AWS Thane (Balkum-Majiwada) campus |  |  | 272 |  | 7203 | MPCB CTE granted 14-12-2023; SEIAA EC proposal SIA/MH/INFRA2/477127/2024 on agendas Nov-2024 & Sep-2025 | - | A1 | MPCB CAC + SEIAA agendas | MPCB 16th CAC 2023-24 index & ATR (consent 0000178616); SEIAA 304th agenda | https://mpcb.gov.in/en/cac-meetings | https://www.ecmpcb.in/login/download_ec_document/RTE1NjUyREEwNzhCNEQ1MzkwRTZDQUVFOTNEQUIyRjYucGRm | 2023-12-14 | MPCB: 'Data Center by Amazon ... Balkum & Majiwada', CI Rs 7,203.29 cr, CTE approved. EC application (per public post of the filing): 54.73 acres, 272 MW total IT load | Y | Y | 272 MW IT is from a social-media summary of the EC filing (https://x.com/cbdhage/status/1762797367529480646) - verify in EC file. Local political opposition (NCP-SP 'Out of Thane' campaign). | Y
P032 | Maharashtra | Mumbai (island/suburbs) | CTS 86 pt, Paspoli & CTS 115 pt Tungwa, Powai | Amazon Data Services India (AWS) | - | AWS Powai data centre |  |  |  |  | 2627 | MPCB CTE granted 11-02-2025 (earlier SCN Dec-2023); SEIAA EC proposal SIA/MH/INFRA2/416132/2023 | - | A1 | MPCB CAC | MPCB 15th CAC 2024-25 ATR (consent 0000217236) | https://mpcb.gov.in/en/cac-meetings |  | 2025-02-11 | CI Rs 2,626.63 cr; CTE approved | Y | N | MW not disclosed in CAC record. | N
P033 | Maharashtra | Navi Mumbai - TTC/Thane-Belapur | Plot ES-05, TTC Mahape | Bearys Properties & Developments (build-to-suit; NTT NAV1A/1B developer) | NTT (likely) | Bearys ES-05 Mahape data centre | [5 empty] | SEIAA EC proposal Oct-2025 | - | A1 | SEIAA agenda | SEIAA additional agenda, 310th meeting (SIA/MH/INFRA2/533354/2025) | https://www.ecmpcb.in/login/download_ec_document/QjJCMzlBQzg5M0MzNDZERjg1NDQxQTZGN0YzQzE0MjMucGRm | https://bearysgroup.com/wp-content/uploads/2024/01/Bearys-Data-Centre-e-brochure.pdf | 2025-10-29 | New EC application for data centre at ES-05 Mahape | Y | N | Tenant not confirmed. | Y
P034 | Maharashtra | Navi Mumbai - Taloja/Panvel | S.No./Gut 39, 42, 49, Bhokarpada, Panvel | Larsen & Toubro Ltd | - | L&T Bhokarpada data centre + residential | [5 empty] | SEIAA EC proposal (Sep & Dec-2025 agendas) | - | A1 | SEIAA agendas | SEIAA 304th & 313th agendas (SIA/MH/INFRA2/502320/2024) | https://www.ecmpcb.in/login/download_ec_document/MzMzQzM2MDM3QkQ5NEYxQUIyOTNEMjAyNEE2NUNFODgucGRm |  | 2025-12-02 | 'Proposed Data Centre and Residential development with retail and commercial components', Bhokarpada | Y | N | Separate from L&T-Vyoma Mahape (EL-200, SIA/MH/INFRA2/517940/2025). Bhokarpada also hosts Yotta/Hiranandani and is a ReNew park site. | Y
P035 | Maharashtra | Navi Mumbai - TTC/Thane-Belapur | Plot A-GEN-4, TTC Rabale / Ghansoli | Support Properties Pvt Ltd (K Raheja Corp group) for AdaniConneX ('ACXNMI-01') | - | AdaniConneX NMI-01 Rabale | [5 empty] | MPCB CTE 21-02-2024; SEIAA EC expansion proposal Oct-2025 | - | A1 | MPCB CAC + SEIAA agenda | SEIAA 308th agenda (SIA/MH/INFRA2/509611/2024); MPCB 21st CAC 2023-24 (0000185134) | https://www.ecmpcb.in/login/download_ec_document/MjMyMTI2NEMzMjYzNDM5M0IxRTJDRDY5MENBNDZFODcucGRm | https://www.scribd.com/document/1014690774/Adaniconnex-Navi-Mumbai | 2025-10-03 | 'Expansion in EC for Proposed Data Center Project ACXNMI-01' | Y | N | 'ACX' project code = AdaniConneX (inference). A Scribd document describes ACXNMI-02 as 3 buildings / 400 MW IT. Overlaps AdaniConneX rows above - excluded. | Y
P036 | Maharashtra | Navi Mumbai - TTC/Thane-Belapur | Plot R-978, Sector 8, Rabale MIDC | Gargantuan Industrial Space Solutions Pvt Ltd | Unknown | Gargantuan Rabale data centre expansion | [5 empty] | SEIAA EC expansion proposal Oct-2025 | - | A1 | SEIAA agenda | SEIAA 310th agenda (SIA/MH/INFRA2/496938/2024) | https://www.ecmpcb.in/login/download_ec_document/ODY2MDg5MDRCMzNGNDNCN0JEMTFBNDUzNEI4MjlGNEQucGRm |  | 2025-10-26 | 'Proposed expansion in Data Centre [IT/ITeS] Project' | Y | N | Owner/tenant not identified - candidate 'unannounced' project; check MCA filings. | Y
P037 | Maharashtra | Navi Mumbai - TTC/Thane-Belapur | IT-5 Airoli Knowledge Park (Gigaplex) & Gen 2/1/D-F Juinagar (Newfound) | K Raheja Corp / Mindspace REIT SPVs (Gigaplex Estate; Newfound Properties & Leasing) | - | Data-centre buildings inside K Raheja IT parks |  |  |  |  | 174 | Gigaplex Bldg 8 (DC) CTO applied 2025-26; Newfound Bldg 5A (DC) CTO Part-I granted (17th CAC 2024-25) | - | A1 | MPCB CAC + SEIAA agendas | MPCB 4th CAC 2025-26 index (0000232277) & 17th CAC 2024-25 ATR (0000227513); SEIAA 309th/310th/318th agendas | https://mpcb.gov.in/en/cac-meetings | https://environmentclearance.nic.in/writereaddata/FormB/agenda/2801202685869228318FinalAgenda.pdf | 2025-26 | Gigaplex Bldg 8 (Data Centre) CI Rs 173.99 cr; Newfound Bldg 5A data centre BUA 32,971 m2 | Y | N | Powered-shell DC buildings leased to hyperscalers (tenants not disclosed). | Y
P038 | Maharashtra | Navi Mumbai - TTC/Thane-Belapur | TTC Rabale | Web Werks India (Iron Mountain) | - | Web Werks / Iron Mountain Rabale | [5 empty] | MPCB CTE 28-09-2024 | - | A1 | MPCB CAC | MPCB 6th CAC 2024-25 ATR (0000215272) | https://mpcb.gov.in/en/cac-meetings |  | 2024-09-28 | CTE approved | Y | N | MW not stated. | Y
P039 | Maharashtra | Navi Mumbai - TTC/Thane-Belapur | Plot 13, Kalwa Industrial Area, Digha | Bridge Data Centres (Mumbai) LLP | - | Bridge Data Centres Mumbai |  |  |  |  | 599 | Operating (CTO renewals 2024, 2025) | - | A1 | MPCB CAC | MPCB 15th CAC 2023-24 index (0000171036); 13th CAC 2024-25 ATR | https://mpcb.gov.in/en/cac-meetings |  | 2025-02-09 | CI Rs 598.52 cr | Y | N | Operator rarely in Indian press. | Y
P040 | Maharashtra | Maharashtra - unspecified | Site to be finalised | MAHAPREIT (Govt of Maharashtra undertaking) | Private developer via EOI | MAHAPREIT 200 MW data centre |  |  | 200 | 200 MW total load | 15000 | EOI for transaction advisor/PMU (rolling to 15-Oct-2026) | - | A1 | State PSU tender | MAHAPREIT EOI MHP/CGM(TP)/2026/02 & Corrigendum-1 (13-08-2026) | https://mahapreit.in/assets/uploads/tender-ext-65-1786725791.pdf |  | 2026-08-13 | 200 MW total load (changed from 'IT load'); est. cost Rs 15,000 cr | Y | Y | State-led DC project. | N
P041 | Maharashtra | Pune | Plot D-I-10-1, MIDC Pimpri Waghere ('PNQ06', 'ACXPNQ27/29') | Microsoft India (filings by 'Pune Data Center Two Ltd') | AdaniConneX (inferred from 'ACX' project codes) | Microsoft Pune - Pimpri campus |  |  |  |  | 5228 | MPCB CTE (15th CAC 2022-23); SEIAA EC proposals 2025 | - | A1 | MPCB CAC + SEIAA agendas | MPCB 15th CAC 2022-23 minutes/index (0000138540); SEIAA 296th & 313th agendas (SIA/MH/INFRA2/517690/2025, 543691/2025) | https://mpcb.gov.in/en/cac-meetings | https://www.ecmpcb.in/login/download_ec_document/MzMzQzM2MDM3QkQ5NEYxQUIyOTNEMjAyNEE2NUNFODgucGRm | 2025 | 'Data Center PNQ06 for Microsoft India': plot 101,182 m2, BUA 82,827 m2, CI Rs 5,227.84 cr | Y | N | The 25-acre ex-Finolex plot ('could host 100 MW'). AdaniConneX Pune I/II (96 MW, B-tier row) may be this campus - excluded to avoid double count. | N
P042 | Maharashtra | Pune | BG 80/B, Bhosari ('PNQ04', 'ACXPNQ26') | Microsoft Corporation India (filings by 'Pune Data Center Ltd') | AdaniConneX (inferred) | Microsoft Pune - Bhosari campus |  |  |  |  | 2015 | MPCB CTE (15th CAC 2022-23); SEIAA EC proposals 2025-26 | - | A1 | MPCB CAC + SEIAA agendas | MPCB 15th CAC 2022-23 minutes (0000148492); SEIAA 296th/319th agendas (SIA/MH/INFRA2/517762/2025, 562044/2025) | https://mpcb.gov.in/en/cac-meetings | https://www.ecmpcb.in/login/download_ec_document/MEE0OEVGQjI1RjNDNENERjhCMDEwNkI0NjI1Njg2MjYucGRm | 2025-26 | Plot 44,499 m2, BUA 40,140 m2, CI Rs 2,014.74 cr | Y | N |  | N
P043 | Maharashtra | Pune | Pune I & II | AdaniConneX | - | AdaniConneX Pune (48 MW x 2) | 19.2 | 9.6 | 96 |  |  | Pune I Ph I-II live; Pune II Ph I 98% | - | B | Investor presentation (exchange filing) | Adani Enterprises Q1 FY27 presentation, slide 15 | https://www.adanienterprises.com/-/media/Project/Enterprises/Investors/Investor-Downloads/Results-Presentations/AEL_Investor_Presentation.pdf |  | 2026-07 | Total 96 MW; operational 19.2 MW; 9.6 MW handed over 28-May-2026 | Y | Y |  | N
P044 | Maharashtra | Pune | Hinjewadi (2 x 16.4 acres) + Pimpri (25 acres) | Microsoft | - | Microsoft Pune land bank |  |  | 100 |  | 973 | Land acquired | - | D | Press (land registrations) | DCD: Microsoft acquires 16-acre plot in Pune | https://www.datacenterdynamics.com/en/news/microsoft-acquires-16-acre-plot-in-pune-india-for-data-center-expansion/ | https://www.businessworld.in/article/microsoft-acquires-land-in-pune-for-rs-453-cr-to-expand-data-center-operations-533028 | 2024-08/09 | Rs 520 cr + Rs 453 cr Hinjewadi parcels; 25-acre Pimpri plot 'could host 100 MW' | N | Y | 100 MW relates to Pimpri plot only. | N
P045 | Maharashtra | Pune | Rajiv Gandhi Infotech Park, Hinjewadi | TCC Concept / NES Data | - | NES Data Hinjewadi campus | 4 |  | 60 |  |  | MoU for land | - | C | Listed company announcement (press) | Construction World: TCC Concept plans 60 MW campus | https://www.constructionworld.in/policy-updates-and-economic-news/tcc-concept-plans-60-mw-data-centre-campus-in-pune/95832 |  | 2026-08 | Up to 60 MW IT; 4 MW existing Pune facility | N | Y | Subject to due diligence/approvals. | N
P046 | Andhra Pradesh | Visakhapatnam / Anakapalli | Adavivaram-Mudasarlova (120 ac), Tarluvada (200 ac), Rambilli (160 ac) | Raiden Infotech India (Google) | Adani Infra, AdaniConneX, Adani Power, Bharti Airtel, Nxtra | Google AI hub Vizag |  |  | 1000 |  |  | Land allotted by GO; ground broken Apr-2026 | Ops 2028 | A1 | Government Order | AP ITE&C G.O.Ms.No.66 dt 02.12.2025 (ref. G.O.Ms.No.40 dt 11.10.2025) | https://cdn.prod.website-files.com/5d70c9269b8d7bd25d8b1696/6a7eb3b63aaa0bf811886bd4_C5dmjgRvarnSVWAcsazFlsX-Tk7A3FFIaxfaW49XR8g.pdf | https://www.googlecloudpresscorner.com/2026-04-28-Google-Breaks-Ground-on-India-AI-Hub,-Launching-a-National-Industrial-Ecosystem-Alongside-Indias-Digital-Infrastructure-Milestone | 2025-12-02 | 480 acres for AI DCs 'total capacity of around 1000 MW', US$15bn; notified partners incl. AdaniConneX & Nxtra | Y | Y | AdaniConneX's 400 MW Vizag hyperscale order (Q1 FY27) is very likely part of this - excluded separately. | N
P047 | Andhra Pradesh | Visakhapatnam / Anakapalli | Vizag | AdaniConneX | Hyperscale customer (unnamed) | AdaniConneX Vizag 400 MW order |  | 400 | 400 |  |  | Execution started - 2 buildings (core & shell) | - | B | Investor presentation (exchange filing) | Adani Enterprises Q1 FY27 presentation, slide 15 | https://www.adanienterprises.com/-/media/Project/Enterprises/Investors/Investor-Downloads/Results-Presentations/AEL_Investor_Presentation.pdf |  | 2026-07 | 'During the quarter, 400 MW order signed with hyperscale customer for Vizag' | Y | N | Likely inside Google/Raiden 1 GW - excluded. | N
P048 | Andhra Pradesh | Visakhapatnam / Vizianagaram | Vizianagaram district (per GO amendment reporting) | Reliance Industries | - | Reliance giga-scale AI DC (AP) |  |  | 1500 |  | 108010 | SIPB cleared; GO amended Jul-2026 | - | A2 | SIPB approval / GO (reported) | Deccan Herald: Andhra SIPB clears RIL's Rs 1,08,010 cr Vizag DC | https://www.deccanherald.com/india/andhra-pradesh/andhra-sipb-clears-rils-rs-108010-crore-vizag-data-centre-proposal-3993372 | https://www.medianama.com/2026/08/223-andhra-pradesh-ai-data-centres/ | 2026-05 | Rs 1,08,010 cr; MW not stated | N | Y | 1,500 MW is DERIVED (MediaNama total 3,498 MW minus 1,000+486+512) - verify against GO. | N
P049 | Andhra Pradesh | Visakhapatnam / Anakapalli | Makavaripalem, Anakapalli | ReNew (Renew AP Green Data Center) | - | Renew AP Green Data Center |  |  | 1000 |  | 85200 | GO issued (Aug-2026) | - | A2 | Government Order (reported) | MediaNama: AP clears four data centres worth Rs 2.83 lakh cr | https://www.medianama.com/2026/08/223-andhra-pradesh-ai-data-centres/ |  | 2026-08 | 1,000 MW, Rs 85,200 cr; incentives up to Rs 14,400 cr | N | Y |  | N
P050 | Andhra Pradesh | Visakhapatnam / Anakapalli | Jagnadhapuram, Anandapuram (200 acres) | Data Center Holdings India LLP (Colt DCS-RMZ) | - | DCHI Vizag campus |  |  | 486 |  | 58743 | GO issued | - | A2 | Government Order (reported) | AP G.O.Ms.No.56 dt 21.08.2026 (reported) | https://www.medianama.com/2026/08/223-andhra-pradesh-ai-data-centres/ |  | 2026-08-21 | 486 MW, Rs 58,743 cr, 200 acres | N | Y | GO link on stopdirtydatacenters.org returned 404 - pull from AP ITE&C site. | N
P051 | Andhra Pradesh | Visakhapatnam / Anakapalli | Amanam, Bheemunipatnam | AM AI Factory (Vizag) Pvt Ltd | - | AM AI Factory |  |  | 512 |  | 31387 | SIPB 20th meeting 12.08.2026; GO issued | - | A2 | SIPB approval / GO (reported) | Business Standard: Andhra approves Rs 31,387 cr green AI DC | https://www.business-standard.com/amp/technology/artificial-intelligence/andhra-approves-31-387-crore-green-ai-data-centre-project-in-visakhapatnam-126082200884_1.html |  | 2026-08-22 | 512 MW, Rs 31,387 cr; Mega project under DC Policy 4.0 | N | Y |  | N
P052 | Andhra Pradesh | Visakhapatnam / Anakapalli | Various | TCS (HyperVault), CtrlS, GMR, others | - | Other APTRANSCO-listed DC projects |  |  |  | Part of 9.1 GW IT across 16 projects |  | Various | - | A2 | State energy dept statement (reported) | Telangana Today (PTI): AP plans 15 GW transmission network for DCs | https://telanganatoday.com/andhra-pradesh-plans-15-gw-transmission-network-for-data-centres |  | 2026-06-10 | 16 projects, 9.1 GW IT load in Vizag region | N | N | Placeholder for remaining AP projects - MW unknown. | N
P053 | Telangana | Hyderabad | Ranga Reddy district (170 acres) | Fortune (Fortune Hospitality) | - | Fortune hyperscale AI DC park |  |  | 1200 | 2,000 MVA sanctioned by TGTRANSCO (400 MVA Dec-2027; full by Dec-2034) | 60000 | Proposal; power sanctioned per developer | 2027-2034 | C | Company announcement | Business Standard: Fortune to set up Rs 60,000 cr AI DC park | https://www.business-standard.com/companies/news/fortune-to-set-up-60-000-cr-hyperscale-ai-data-centre-park-in-telangana-126091000632_1.html |  | 2026-09-10 | 1,200-1,600 MW IT; next to POWERGRID 765/400 kV and TGTRANSCO 400/220 kV | N | Y | Grid sanction claimed by developer - seek TGTRANSCO letter. | N
P054 | Telangana | Hyderabad | Bharat Future City (264 acres) | TCS HyperVault | OpenAI (first customer, 100 MW) | TCS HyperVault Hyderabad |  | 100 | 1000 |  | 70000 | Planned | - | C | Company / press | MediaNama: TCS plans Rs 70,000 cr AI DC in Telangana | https://www.medianama.com/2026/09/223-tcs-hypervault-ai-data-centre-telangana/ | https://techcrunch.com/2026/02/18/openai-taps-tata-for-100mw-ai-data-center-capacity-in-india-eyes-1gw/ | 2026-09 | Up to 1 GW; OpenAI 100 MW (scaling to 1 GW, Stargate) | N | Y | OpenAI capacity may be split across TCS sites. | N
P055 | Telangana | Hyderabad | Hyderabad | CtrlS Datacenters | - | CtrlS Hyderabad 400 MW cluster |  |  | 400 |  |  | State MoU (2025) | - | A2 | State MoU (reported) | w.media: Telangana 1,500-acre DC city | https://w.media/telangana-reveals-plans-to-build-a-1500-acre-data-center-city/ |  | 2025 | 400 MW cluster MoU | N | Y |  | N
P056 | Telangana | Hyderabad | Hyderabad | NTT Data / Neysa Networks | - | NTT Data-Neysa 400 MW AI cluster |  |  | 400 |  |  | State MoU (2025) | - | A2 | State MoU (reported) | w.media: Telangana 1,500-acre DC city | https://w.media/telangana-reveals-plans-to-build-a-1500-acre-data-center-city/ |  | 2025 | 400 MW cluster MoU | N | Y |  | N
P057 | Telangana | Hyderabad | Hyderabad | AdaniConneX | - | AdaniConneX Hyderabad | 19.2 |  | 406 |  |  | Ph I & II (9.6 MW each) complete | - | B | Investor presentation (exchange filing) | Adani Enterprises Q1 FY27 presentation, slide 15 | https://www.adanienterprises.com/-/media/Project/Enterprises/Investors/Investor-Downloads/Results-Presentations/AEL_Investor_Presentation.pdf |  | 2026-07 | Total 406 MW; 19.2 MW operational | Y | Y |  | N
P058 | Telangana | Hyderabad | Hyderabad | AWS | - | AWS Hyderabad region expansion | [5 empty] | Under construction | 14-yr investment | C | Company announcement | DCD: AWS to invest $7bn in Hyderabad | https://www.datacenterdynamics.com/en/news/aws-to-invest-7bn-in-data-centers-in-hyderabad-india/ | https://www.aboutamazon.in/news/aws/aws-data-centre-hyderabad | 2026 | US$7bn over 14 years under Telangana agreement | N | N | MW not disclosed. | N
P059 | Tamil Nadu | Chennai | Ambattur | CapitaLand India Trust | - | CapitaLand Data Centre Chennai 01 |  | 34 | 34 | 53 MW gross; dedicated 110 kV substation | 1940 | Under construction | End-2026 | C | Company press release | CapitaLand release, Oct-2026 | https://www.capitaland.com/content/dam/capitaland-newsroom/International/2026/october/cli-affirms-long-term-commitment-to-tamil-nadu/CapitaLand%20Investment%20reaffirms%20long-term%20commitment%20to%20Tamil%20Nadu%20with%20unveiling%20of%20new%20Chennai%20data%20centre.pdf |  | 2026-10-16 | 34 MW IT, 13 halls, 53 MW gross, 110 kV S/S | N | Y |  | N
P060 | Tamil Nadu | Chennai | Chennai | AdaniConneX | - | AdaniConneX Chennai | 17 |  | 33 |  |  | Phase I 17 MW complete | - | B | Investor presentation (exchange filing) | Adani Enterprises Q1 FY27 presentation, slide 15 | https://www.adanienterprises.com/-/media/Project/Enterprises/Investors/Investor-Downloads/Results-Presentations/AEL_Investor_Presentation.pdf |  | 2026-07 | Total 33 MW; 17 MW operational | Y | Y |  | N
P061 | Tamil Nadu | Chennai | Siruseri | Sify Infinit Spaces | - | Sify Chennai 02 campus | 25.9 |  | 130 |  |  | Partly built; Tower B by 2028 | 2028 | C | Company website | Sify Chennai 02 page | https://www.sifytechnologies.com/data-center/chennai02-data-center/ |  | 2025-26 | 25.92 MW built (Jun-2025); 130+ MW at full build | N | Y |  | N
P062 | Tamil Nadu | Chennai | Siruseri | STT GDC India | - | STT Chennai 7 | 7.2 |  | 45 |  |  | Phase 1 live Feb-2026 | - | D | Press / aggregator | ArusGrid / press | https://arusgrid.com/project/in-maa-sify-siruseri |  | 2026-02 | 7.2 MW initial of 45 MW campus | N | Y | Link is a tracker page; replace with STT release. | N
P063 | Tamil Nadu | Chennai | Ambattur | Digital Connexion (Reliance-Brookfield-Digital Realty) | - | Digital Connexion MAA10 |  |  | 100 |  |  | Operational/expanding | - | D | Press | ThePrint: Inside Chennai's data centres | https://theprint.in/ground-reports/inside-chennais-data-centres-fortresses-of-the-ai-era/2856488/ |  | 2026 | 100 MW hyperscale facility | N | Y |  | N
P064 | Uttar Pradesh | Noida / Greater Noida | Noida | AdaniConneX | - | AdaniConneX Noida | 10 | 40 | 50 |  |  | 40 MW: C&S done, MEP in progress | - | B | Investor presentation (exchange filing) | Adani Enterprises Q1 FY27 presentation, slide 15 | https://www.adanienterprises.com/-/media/Project/Enterprises/Investors/Investor-Downloads/Results-Presentations/AEL_Investor_Presentation.pdf |  | 2026-07 | Total 50 MW; 10 MW operational | Y | Y |  | N
P065 | Uttar Pradesh | Noida / Greater Noida | Greater Noida | Hiranandani (NIDP / Yotta) | - | Yotta D1/D2 - NIDP park |  |  | 250 |  |  | Partly operational | - | A2 | State policy dashboard (reported) | Invest UP / UPLC data centre policy page | https://uplc.up.gov.in/en/page/uttar-pradesh-data-center-policy | https://invest.up.gov.in/uttar-pradesh-data-centre-policy-2026/ | 2025-06 | Dashboard lists Hiranandani NIDP 250 MW | N | Y |  | N
P066 | Uttar Pradesh | Noida / Greater Noida | UP | SKVR | - | SKVR data centre park |  |  | 120 |  |  | MoU under UP DC policy 2021 | - | A2 | State policy dashboard (reported) | Invest UP / UPLC data centre policy page | https://uplc.up.gov.in/en/page/uttar-pradesh-data-center-policy |  | 2025-06 | 120 MW | N | Y |  | N
P067 | Uttar Pradesh | Noida / Greater Noida | Noida | NTT Global Data Centers | - | NTT Noida 2 |  |  | 52.8 |  |  | Building out | - | C | Company website | NTT Noida 2 page | https://services.global.ntt/en-us/services-and-products/global-data-centers/global-locations/india/noida-2-data-center |  | n.d. | 52.8 MW critical IT at full build | N | Y |  | N
P068 | Gujarat | Jamnagar | Jamnagar | Reliance Industries | Meta (tenant) | Reliance-Meta AI DC Jamnagar |  | 168 | 168 | Renewable power; seawater desal cooling |  | Under development | ~2028 | C | Company announcement | pv magazine India: Reliance, Meta to develop 168 MW AI DC | https://www.pv-magazine-india.com/2026/06/10/reliance-meta-to-develop-168-mw-ai-data-centre-powered-by-renewable-energy-in-jamnagar/ |  | 2026-06-10 | 168 MW, option to scale; Jamnagar campus reported at 1-3 GW | N | Y | Reliance has ISTS GNA applications at Jam Khambhaliya for 300/600/350 MW as 'bulk consumer' - purpose not stated (see Grid sheet). | N
P069 | Odisha | Cuttack / Naraj | Naraj (~250 acres) | High Density Data Centre Ltd (Adani Group) | - | Adani Odisha AI DC park |  |  | 1000 |  | 104000 | State approval (HLCA) | - | A2 | State investment approval (reported) | BW Businessworld: Adani arm gets Odisha nod for Rs 1.04 lakh cr DC park | https://www.businessworld.in/article/adani-arm-gets-odisha-nod-for-rs-1-04-lakh-cr-data-centre-park-625673 | https://indianinfrastructure.com/2026/08/04/adani-group-proposes-rs-1-trillion-ai-data-centre-in-odisha/ | 2026-08 | 1 GW, Rs 1.04 lakh cr | N | Y |  | N
P070 | Odisha | Bhubaneswar | Odisha AI Park | HCLTech + Sarvam AI | - | Sovereign AI DC Bhubaneswar |  |  |  |  | 14257 | State approval | 2028 | A2 | State investment approval (reported) | TechPillow summary | https://www.techpillow.co/blog/hcltech-sarvam-odisha-sovereign-ai-data-centre-2026 |  | 2026 | Rs 14,257 cr; MW not disclosed | N | N |  | N
P071 | West Bengal | Kolkata | Uttarpara | Yotta / Hiranandani | - | Yotta Kolkata DC park |  |  | 250 |  |  | Planned (2021 MoU) | - | D | Press | DCD: Hiranandani to build six hyperscale DCs in Bengal | https://www.datacenterdynamics.com/en/news/hiranandani-group-build-six-hyperscale-data-centers-bengal/ |  | 2021 | 6 buildings, 250 MW | N | Y | Old announcement; status uncertain. | N
P072 | West Bengal | Kolkata | New Town | NTT Global Data Centers | - | NTT Kolkata 1 campus |  |  | 40 |  |  | Operational phase 1 | - | C | Company website | NTT Kolkata 1 page | https://services.global.ntt/en-us/services-and-products/global-data-centers/global-locations/india/kolkata-1-data-center |  | n.d. | 40 MW at full build | N | Y |  | N
P073 | Haryana | NCR - Haryana | Manesar, Panchkula, Rai (Sonipat) | Anant Raj (to be demerged as Ashok Cloud) | RailTel (Rai park operator, per directory) | Anant Raj DC portfolio | 28 | 35 | 307 |  |  | 28 MW operating; 63 MW target Dec-2026 | 307 MW by FY32 | B | Listed company disclosures (via press) | Value Research: Anant Raj execution review | https://www.valueresearchonline.com/stories/228694/anant-raj-data-centre-execution-delay-investment-risk/ | https://www.ziromarket.com/blog/anant-raj-data-centre-haryana-mou-2026 | 2026 | 28 MW operating; 307 MW target (Rai ~200 MW); Haryana MoU Jun-2026 Rs 25,000 cr (additional) | N | Y | Pull Anant Raj Q2 FY27 investor presentation to confirm. | N
P074 | Karnataka | Bengaluru | Hoskote | Govt of Karnataka (park) | - | Hoskote sustainable DC park |  |  | 500 |  |  | State decision (May-2026) | - | A2 | State decision (reported) | w.media: Karnataka plans three DC parks, 1 GW | https://w.media/karnataka-plans-three-sustainable-data-center-parks-with-combined-capacity-of-1-gw/ |  | 2026-05 | 500 MW park near Hoskote; 1 GW across Bengaluru, Mysuru, Mangaluru | N | Y |  | N

## Grid_Power
ID | State | Utility / body | Asset / item | Voltage / capacity | Data-centre link | Status / date in plan | Evidence tier | Source | Link | Source date | Read in source? (Y/N) | Notes | Navi Mumbai / MMR focus
G001 | Maharashtra | MSETCL (State Transmission Utility) | New 765/400/220 kV Mahape substation (Navi Mumbai) | 4 x 1500 MVA 765/400 kV ICT (6,000 MVA) + 4 x 500 MVA 400/220 kV ICT (2,000 MVA); 765 kV D/C Mahape-Padghe (PG) 120 km; 240 MVAr reactor | Scheme 'Type' = 'Data Center'; '400 kV connectivity to Datacenter Consumers' and '220 kV connectivity to Datacenter Consumers' | Padghe line 2026-27; Apta line 2028-29 | A1 | MSETCL STU Five-Year Plan 2024-25 to 2033-34, Annexure-E 'New Corridor Schemes', row 4 (PDF p.36) | https://www.mahatransco.in/uploads/docs/STU%20Plan%202024-25%20to%202033-24.pdf | 2024-25 | Y | Strongest single piece of evidence: the STU is planning a dedicated 765 kV node with up to ~6 GVA purely for data-centre consumers at Mahape. | Y
G002 | Maharashtra | MSETCL | 400 kV Hinjewadi bays - data-centre connectivity (Pune) | 2 x 400 kV bays at Hinjewadi | '400 kV connectivity to Datacenter Consumers' | Plan period | A1 | MSETCL STU Plan 2024-34, Annexure-E (PDF p.38) | https://www.mahatransco.in/uploads/docs/STU%20Plan%202024-25%20to%202033-24.pdf | 2024-25 | Y | Pune data-centre load explicitly planned. | N
G003 | Maharashtra | MSETCL | Vashi-zone new EHV substations (Taloja/Panvel/Uran belt) | 400/220 kV Kalwa-II GIS (2x500 MVA); 220 kV Panchanand/Taloja (BR sanctioned); 220 kV Rohinjan (Taloja) NEW; 220 kV Palaspe; 220 kV Uran (Dronagiri) NEW; Panvel-II GIS (WIP) | Not labelled as DC, but sit in the Taloja/Panvel data-centre corridor | 2024-34 | A1 | MSETCL STU Plan 2024-34, Vashi zone table (PDF p.25) | https://www.mahatransco.in/uploads/docs/STU%20Plan%202024-25%20to%202033-24.pdf | 2024-25 | Y | Cross-check which DC campuses these serve via MSETCL/MSEDCL HT connection lists. | Y
G004 | Maharashtra | MERC / MSETCL (STU) / Lodha | 400/220 kV GIS Ambernath (Palava) substation - Dedicated Distribution Facility | 4 x 500 MVA 400/220 kV ICT + line bays, bus reactor, LILO; Lodha-funded capex & lifetime O&M | STU has granted connectivity to AWS and STT; another DC application under process; ~1,450 MW granted + ~1,500 MW under consideration = 2,950 MW expected on grid by 2028; feeds from ISTS 400 kV Padghe(PG)-Navi Mumbai(PG) and Padghe-Kharghar | Order 01-06-2026; TBCB annulled Apr-2026; Empowered Committee 12-05-2026 | A1 | MERC order, Case No. 88 of 2026 & IA No. 78 of 2026 | https://merc.gov.in/wp-content/uploads/2026/06/Order-88-of-2026.pdf | 2026-06-01 | Y | Read in full. Order says global DC clients could move elsewhere if power is late - regulator treats DC load as committed. | Y
G005 | Maharashtra | Bajel Projects (EPC) - client undisclosed | 400/220/33 kV GIS substation for a Mumbai data-centre project | Rs 300-400 cr EPC; 24 months | Dedicated EHV substation for an unnamed domestic DC developer | Order Jun-2026 | B | SEBI Reg. 30 disclosure (via Business Standard) | https://www.business-standard.com/markets/capital-market-news/bajel-projects-gains-on-bagging-mega-order-for-gis-substation-in-mumbai-126060300276_1.html | 2026-06-03 | N | 400 kV + timing suggests the Lodha Ambernath DDF; unconfirmed. | Y
G006 | Maharashtra | Tata Power (Mumbai licensee) | Data-centre opportunity pipeline | ~2.8 GW: ~430 MW distribution load; 1,236 MW transmission-linked; 1,150 MW green energy | 18 operators, 29 active workstreams; Rs 15,000 cr Mumbai grid plan; 400 kV ring | Oct-2026 | B | Tata Power release (via TaxGuru / Trade Brains) | https://taxguru.in/finance/business/tata-power-expands-data-centre-opportunities-with-2-8-gw-pipeline.html | 2026-10-14 | N | Pipeline, not contracts. Get the exchange filing/investor deck. | Y
G007 | Maharashtra | AEML (Adani Electricity Mumbai) | Distribution demand projection incl. data centres | 50 MW (FY23) -> 638 MW by 2027; 354 MW of the increase from proposed DCs | Proposed DCs in AEML licence area | MERC filing (reported) | A2 | TechPolicy.Press citing AEML filing | https://www.techpolicy.press/mumbais-data-center-dreams-run-on-coal-and-inequality/ | 2025-26 | N | Identify the exact MERC case. | Y
G008 | Maharashtra | AEML (transmission) | Transmission licence amendment petition | Mumbai peak 4,306 MW (FY25) -> ~6,000 MW (FY30); DCs/EVs/infra ~800 MW | DC load cited as a driver | MERC petition | A2 | EQ Mag summary of AEML petition | https://www.eqmagpro.com/petition-for-application-of-adani-electricity-mumbai-infra-limited-for-the-first-amendment-of-transmission-licence-eq/ | 2026 | N |  | Y
G009 | Maharashtra | MSEDCL | Grid capacity allocated to DCs in Navi Mumbai cluster | ~6 GW | Committed + under-construction capacity said to be approaching this ceiling; new builds moving to Panvel/Taloja/Rasayani | 2026 | D | Structure Research Mumbai+Pune report 2026 (abstract) | https://www.structureresearch.net/product/mumbai-pune-dcai-report-2026-data-centre-colocation-hyperscale-cloud-ai-interconnection/ | 2026 | N | High-value claim; try to corroborate via MSEDCL / RTI. | Y
G010 | Maharashtra | CTUIL / POWERGRID | 400/220 kV Navi Mumbai (PG) substation - drawal margin | 2 x 315 MVA | 'No margins for drawal of power exist at existing 400/220kV Navi Mumbai S/s' (bulk-consumer GNA diverted to Murbad/Pune) | 26th CMETS-WR, 28.02.2024 | A1 | CTUIL minutes, 26th CMETS-WR | https://www.ctuil.in/uploads/ists_consultation_meeting/minutes/171076102952Minutes%20of%2026th%20CMETS-WR_final.pdf | 2024-02-28 | Y | Grid constraint in Navi Mumbai. | Y
G011 | Maharashtra | CTUIL / POWERGRID | Additional ISTS feed to Navi Mumbai 400/220 kV S/S | Padghe-Kharghar / Vikhroli 400 kV LILO at Navi Mumbai GIS; LILO of Apta-Taloja/Kalwa 220 kV | Mumbai corridor demand expected to rise to 4,000-4,200 MW; jack-bus/line-trap upgrades and SPS at Navi Mumbai (PG) | Common system Mar-26 (29th); upgrade discussed 02.02.2026 (41st) | A1 | CTUIL minutes, 29th & 41st CMETS-WR | https://www.ctuil.in/uploads/ists_consultation_meeting/minutes/17718323234441st%20WR%20CMETS%20MOM.pdf | 2026-02-02 | Y |  | Y
G012 | Gujarat | CTUIL | Reliance Industries - ISTS GNA as 'bulk consumer' at Jam Khambhaliya | 300 MW (from 01-12-2027), 600 MW (from 01-12-2028), 350 MW (from 01-06-2029) | Purpose not stated; timing/location coincides with the Jamnagar AI DC build-out | 41st CMETS-WR, 02.02.2026 | A1 | CTUIL minutes, 41st CMETS-WR (applications 2200002406-08, dated 09-09-2025) | https://www.ctuil.in/uploads/ists_consultation_meeting/minutes/17718323234441st%20WR%20CMETS%20MOM.pdf | 2026-02-02 | Y | Possible DC load - NOT confirmed. Total 1,250 MW. | N
G013 | Uttar Pradesh | CTUIL | STT Global Data Centres India - GNA-RE | 7 MW GNA-RE (outside region); UPPTCL NoC for 2 MW | Data-centre operator procuring RE via ISTS | 41st CMETS-NR, 10.10.2025 | A2 | CTUIL minutes, 41st CMETS-NR | https://www.ctuil.in/uploads/ists_consultation_meeting/minutes/176242143922Minutes%20of%2041st%20CMETS%20NR%20meeting%20held%20on%2010-10-2025.pdf | 2025-10-10 | N | Shows DC operators now appear in CTUIL minutes; scan all regions' CMETS minutes in the next pass. | N
G014 | Andhra Pradesh | APTRANSCO / AP Energy Dept | Data-centre transmission roadmap | 765/400/220 kV network for >15 GW DC load by 2034; new 400/220 kV Rambilli S/S | 16 DC projects, 9.1 GW IT load; substations Pendurthi, Maradam, Achyutapuram, Palasa, Padmanabham, Makavaripalem | Jun-2026 | A2 | PTI via Telangana Today | https://telanganatoday.com/andhra-pradesh-plans-15-gw-transmission-network-for-data-centres | 2026-06-10 | N |  | N
G015 | Telangana | TGTRANSCO | Power sanction to Fortune DC park | 2,000 MVA (400 MVA by Dec-2027; full by Dec-2034) | Fortune hyperscale DC park, Ranga Reddy | 2026 | C | Developer statement (Business Standard) | https://www.business-standard.com/companies/news/fortune-to-set-up-60-000-cr-hyperscale-ai-data-centre-park-in-telangana-126091000632_1.html | 2026-09-10 | N |  | N
G016 | Maharashtra | Govt of Maharashtra (Industries) | GR on Integrated Green Data Centre Parks | Parks allowed 3 -> 20, statewide; Re 1/unit tariff subsidy 10 yrs (Rs 30,000 cr+) / 20 yrs (Rs 60,000 cr+); 4% interest subvention | Policy driver for Lodha / ReNew / Trentar parks | GR 09-Jun-2026 (CSC 22-Apr-2026) | A2 | PowerPeak Digest summary of GR | https://powerpeakdigest.com/maharashtra-green-data-center-policy-expansion/ | 2026-06-09 | N | Pull GR from maharashtra.gov.in. | Y
G017 | Maharashtra | MERC | Green-energy LTOA application delays (Case 220 & 226 of 2025) | n/a | Affects DC green-power procurement in MSEDCL area | Order Jul-2026 | A2 | SolarQuarter | https://solarquarter.com/2026/07/06/merc-pulls-up-msedcl-msetcl-over-delays-in-green-energy-long-term-open-access-applications/ | 2026-07-06 | N |  | Y

## MH_Permits
ID | Authority | Reference no. | Meeting / document | Date | Applicant (as filed) | Operator / end-user (mapped) | Mapping basis | Location | Cluster | Permit stage | Decision | Connected load (MW) | Demand load (as stated) | DG unit size (kVA) | DG count | DG back-up (MVA) | Capital investment (Rs cr) | Plot / BUA (m2) | Link | Read in document? (Y/N) | Notes
M001 | SEAC-II | Form-1A (EC application) | Form-1A submitted to SEAC-II | c.2022-23 | Amanthin Info Parks Pvt Ltd | Google (Raiden Infotech) via EverYondr | Lease Amanthin->Raiden registered Oct-2022 (CRE Matrix / Housing.com); Amanthin = EverYondr subsidiary | Plot D-31 & D-32, TTC Turbhe | Navi Mumbai - TTC/Thane-Belapur | EC application | n/a | 103.367 | 108,807 kVA demand; 4 x 220/22 kV 60 MVA transformers | 2200 | 58 | 127.6 |  | Plot 39,980; BUA 55,432 | https://environmentclearance.nic.in/DownloadPfdFile.aspx?FileName=Kwy+a1Xl%2FGHp2kMbJYBd8GPrFSz%2FNzzr1mrm87hA6RfsBvasy5U%2FhwjR4PRxBwwupD8Lw8MExL5FqtSFZLEOTQ%3D%3D&FilePath=93ZZBm8LWEXfg+HAlQix2fE2t8z%2FpgnoBhDlYdZCxzXTbTpOQqzWjBW0IF63rxBVcDlG0LKdfbGNs0Ou%2FTEvAA%3D%3D | Y
M002 | MPCB | CTE 0000249841 | 5th CAC 2025-26 (ATR) | 2025-08-26 | Raiden Infotech India Pvt Ltd | Google | Raiden = Google's Indian DC entity (AP G.O.Ms.66) | GEN-2/1/A/1, D-Block, TTC Turbhe | Navi Mumbai - TTC/Thane-Belapur | Consent to Establish | Approved | [7 empty] | https://mpcb.gov.in/sites/default/files/inline-files/Action_Taken_report_of_5th_CAC_Booklet_no_5_0.pdf | Y | Second Google site in Navi Mumbai
M003 | SEIAA | SIA/MH/INFRA2/531703/2025 | 310th SEIAA agenda | 2025-10-26 | Raiden Infotech India Pvt Ltd | Google | as above | GEN-2/1/A/1, D-Block, TTC Turbhe | Navi Mumbai - TTC/Thane-Belapur | EC application | On agenda | [7 empty] | https://www.ecmpcb.in/login/download_ec_document/ODY2MDg5MDRCMzNGNDNCN0JEMTFBNDUzNEI4MjlGNEQucGRm | Y
M004 | MPCB | CTE 0000167765 | 14th CAC 2023-24 (agenda index) | 2023-24 | Gold Craft by Gramercy Trade Industries Pvt Ltd | (prior applicant on Google plot) | Same plot GEN-2/1/A/1 | GEN-2/1/A/1, Turbhe | Navi Mumbai - TTC/Thane-Belapur | Consent to Establish | Listed | [5 empty] | 1895 |  | https://mpcb.gov.in/sites/default/files/inline-files/Agenda%20Index%20of%2014th%20CAC%20Meeting.pdf | Y | Gramercy group earlier applied on the plot now with Raiden
M005 | SEIAA | SIA/MH/INFRA2/466218/2024 | 301st SEIAA minutes (Day-4, table item 01) | 2025-08-14 | Datascape Realty Pvt Ltd | CapitaLand (DC Navi Mumbai 1) | TIA listing names Datascape as CapitaLand Group | Plots 14/2, 15 & 37, TTC Digha (ex-Precision Fasteners) | Navi Mumbai - TTC/Thane-Belapur | EC (expansion) | Discussed | 135 | 120 MVA max demand (process + non-process) | 2500 | 65 | 162.5 |  |  | https://environmentclearance.nic.in/writereaddata/FormB/agenda/1509202585756580%28740114%29MINUTESOF301DAY-4TABLEITEM-Copy.pdf | Y | OCR of scanned minutes
M006 | MPCB | CTE 0000155369 | 5th CAC 2023-24 (agenda index) | 2023-24 | Datascape Realty Pvt Ltd | CapitaLand | as above | Plots 14/2, 15 & 37, TTC Digha | Navi Mumbai - TTC/Thane-Belapur | Consent to Establish | Listed | [5 empty] | 3211.9 |  | https://mpcb.gov.in/sites/default/files/inline-files/Agenda%20Index%20of%205th%20CAC%20Meeting%20of%202023-24.pdf | Y
M007 | MPCB | CTO 0000231516 | 15th CAC 2024-25 (ATR) | 2025-02-09 | Datascape Realty Pvt Ltd | CapitaLand | as above | Thane (TTC Digha) | Navi Mumbai - TTC/Thane-Belapur | Consent to 1st Operate (part) | Approved | [7 empty] | https://mpcb.gov.in/sites/default/files/inline-files/Action_Taken_Report_of_15th_CAC_Booklet_no_15_%281%29.pdf | Y
M008 | SEIAA | SIA/MH/INFRA2/475215 (year illegible in scan) | 301st SEIAA minutes (Day-4, table item 02) | 2025-08-14 | Web Werks India Pvt Ltd | Iron Mountain (Web Werks) | Web Werks is Iron Mountain's India JV | Plots R-50 to R-54, TTC Rabale ('MUM-3') | Navi Mumbai - TTC/Thane-Belapur | EC (new DC buildings) | Discussed | 140 | 131 MW demand | 2250 | 103 | 231.75 |  |  | https://environmentclearance.nic.in/writereaddata/FormB/agenda/1509202585756580%28740114%29MINUTESOF301DAY-4TABLEITEM-Copy.pdf | Y | OCR of scanned minutes; very large for an operator rarely seen in the press
M009 | MPCB | CTE 0000215272 | 6th CAC 2024-25 (ATR) | 2024-09-28 | Web Werks India Pvt Ltd | Iron Mountain | as above | TTC Rabale | Navi Mumbai - TTC/Thane-Belapur | Consent to Establish | Approved | [7 empty] | https://mpcb.gov.in/sites/default/files/inline-files/Action_Taken_Report_of_6th_CAC_Meeting_2024-25.pdf | Y
M010 | SEIAA | SIA/MH/INFRA2/416132/2023 | 301st & 296th SEIAA minutes | 2025-08-14 | Amazon Data Services India Pvt Ltd | AWS | Applicant | CTS 86 pt, Paspoli & CTS 115 pt Tungwa, Powai | Mumbai (island/suburbs) | EC | Discussed | 77 | 75 MW demand (75 MVA) |  |  |  |  | Plot 22,258; BUA 84,584 | https://environmentclearance.nic.in/writereaddata/FormB/agenda/1509202585756580%28740114%29MINUTESOF301DAY-4TABLEITEM-Copy.pdf | Y | DC + DG buildings up to 77 m high
M011 | MPCB | CTE 0000217236 | 15th CAC 2024-25 (ATR) | 2025-02-11 | Amazon Data Services India Pvt Ltd | AWS | Applicant | Powai | Mumbai (island/suburbs) | Consent to Establish | Approved | [5 empty] | 2626.63 |  | https://mpcb.gov.in/sites/default/files/inline-files/Action_Taken_Report_of_15th_CAC_Booklet_no_15_%281%29.pdf | Y | Earlier show-cause notice for refusal (12th CAC 2023-24)
M012 | MPCB | CTE 0000178616 | 16th CAC 2023-24 (index & ATR) | 2023-12-14 | Amazon Data Services India Pvt Ltd | AWS | Applicant | Balkum & Majiwada villages, Thane | MMR - Thane | Consent to Establish | Approved |  | 272 MW IT load (per EC filing summary) |  |  |  | 7203.29 | 54.73 acres | https://mpcb.gov.in/sites/default/files/inline-files/Action_taken_Report_of_16th_CAC_Booklet_no_16.pdf | Y
M013 | SEIAA | SIA/MH/INFRA2/477127/2024 | 284th & 304th SEIAA agendas | 2025-08-29 | Amazon Data Services India Pvt Ltd | AWS | Applicant | Balkum & Majiwada villages, Thane | MMR - Thane | EC application | On agenda | [7 empty] | https://www.ecmpcb.in/login/download_ec_document/RTE1NjUyREEwNzhCNEQ1MzkwRTZDQUVFOTNEQUIyRjYucGRm | Y
M014 | SEIAA | SIA/MH/INFRA2/422530/2023 | 292nd & 296th SEIAA minutes | 2025-06-20 | Tusshar Infra Developers & Pantheon Buildcon | Unknown DC operator | Earlier EC in name of Ekta & Shobha Kapoor (2022) | CTS 689/A/1 etc. Marol & 193 pt Tungwe, Saki Vihar-Chandivali jn | Mumbai (island/suburbs) | EC (expansion) - 'Commercial IT (Data Centre)' | Discussed | 113.855 | 91.9 MW demand | 3500 | 80 | 280 | 610 | Plot 16,235; BUA 92,393 | https://environmentclearance.nic.in/writereaddata/FormB/agenda/2107202594781152MINUTESOF296DAY-3PART-B.pdf | Y | Tenant not named - candidate unannounced capacity
M015 | SEIAA | SIA/MH/INFRA2/562044/2025 | 319th SEIAA minutes (Day-5 Part B, item 15) | 2026-02-04 | Pune Data Center Ltd (regd. office: Adani Corporate House, Ahmedabad) | AdaniConneX - on ex-Microsoft site | EC transferred from Microsoft Corp (India) to Pune Data Center Ltd on 28-11-2024; adani.com contact | BG 80/B, Bhosari, Pune ('ACXPNQ26') | Pune | EC (expansion) | Referred back to SEAC-III | 75.4 | 74 MW demand | 3150 | 27 | 85.05 |  |  | https://environmentclearance.nic.in/writereaddata/FormB/agenda/2302202697285484%28921161%29MINUTESOF319DAY-5PART-B.pdf | Y | Plus 1 x 630 kVA DG. Earlier EC SIA/MH/INFRA2/517762/2025 granted 22-07-2025
M016 | MPCB | CTE 0000148492 | 15th CAC 2022-23 (minutes) | 2022-23 | Microsoft Corporation (India) Pvt Ltd | Microsoft (site now with Adani SPV) | Applicant | BG 80/B, Bhosari, Pune | Pune | Consent to Establish | Approved | [5 empty] | 2014.74 | Plot 44,499; BUA 40,140 | https://mpcb.gov.in/sites/default/files/inline-files/Minutes%20of%2015th%20CAC%20Establish%20Booklet%20no%2065.pdf | Y
M017 | MPCB | CTE 0000138540 | 15th CAC 2022-23 (minutes & index) | 2022-23 | Microsoft India Pvt Ltd ('Data Center PNQ06') | Microsoft / AdaniConneX ('Pune Data Center Two Ltd') | SEIAA lists PNQ06 + ACXPNQ27/29 under Pune Data Center Two Ltd | D-I-10-1, MIDC Pimpri Waghere, Pune | Pune | Consent to Establish | Approved | [5 empty] | 5227.84 | Plot 101,182; BUA 82,827 | https://mpcb.gov.in/sites/default/files/inline-files/Minutes%20of%2015th%20CAC%20Establish%20Booklet%20no%2065.pdf | Y
M018 | SEIAA | SIA/MH/INFRA2/517690/2025 & 543691/2025 | 296th & 313th SEIAA agendas | 2025-12-02 | Pune Data Center Two Ltd | AdaniConneX / Microsoft | as above | D-I-10-1, Pimpri Waghere ('PNQ06', 'ACXPNQ27 & ACXPNQ29') | Pune | EC | On agenda | [7 empty] | https://www.ecmpcb.in/login/download_ec_document/MzMzQzM2MDM3QkQ5NEYxQUIyOTNEMjAyNEE2NUNFODgucGRm | Y
M019 | MPCB | CTE 0000195775 | 3rd CAC 2024-25 (minutes) | 2024-25 | 'BOM 2 & BOM 3' (applicant name not printed) | Digital Edge (inferred) | EC date 08-02-2024 matches Digital Edge BOM EC | S.No. 47/2, 48/2, 49/2 (pt), Dighe, Thane-Belapur Rd | Navi Mumbai - TTC/Thane-Belapur | Consent to Establish | Approved | [5 empty] | 3000 | Plot 172,354; BUA 390,772; 8 buildings | https://mpcb.gov.in/sites/default/files/inline-files/Webhost_Minutes_of_3rd_CAC_meeting.pdf | Y | Water 5 CMD
M020 | MPCB | CTO 0000225726 | 17th CAC 2024-25 (ATR) | 2025-04-03 | Digital Edge DC (India) Pvt Ltd | Digital Edge | Applicant | Kalwa village, Thane-Belapur Rd | Navi Mumbai - TTC/Thane-Belapur | Consent to 1st Operate | Approved | [7 empty] | https://mpcb.gov.in/sites/default/files/inline-files/Action_Taken_Report_of_17th_CAC_Booklet_no_17_2024-25.pdf | Y
M021 | SEIAA | SIA/MH/INFRA2/449922/2023 (EC24B039MH149609) | EC letter | 2024-02-08 | Digital Edge DC (India) Pvt Ltd | Digital Edge | Applicant | S.No. 238/2, Kalwa, Thane-Belapur Rd | Navi Mumbai - TTC/Thane-Belapur | EC | Granted | [7 empty] | https://www.digitaledgedc.com/wp-content/uploads/2025/07/EC-Letter-Data-Center.pdf | Y
M022 | SEIAA | SIA/MH/INFRA2/490756/2025 (EC24C3802MH5926451N) | EC letter | 2025-11-21 | Nxtra Data Ltd | Bharti Airtel (Nxtra) | Applicant | Plot IT-07, TTC Mahape | Navi Mumbai - TTC/Thane-Belapur | EC (expansion) | Granted | [7 empty] | https://assets.airtel.in/nxtra/pdf/EC_Environmental_Clearance_Certificate_Nxtra%20Mahape_DC-02_25.11.25.pdf | Y
M023 | MPCB | CTE 0000217674 / CTO 0000244592 | 14th CAC 2024-25; 2nd CAC 2025-26 | 2025-06-16 | Nxtra Data Ltd | Bharti Airtel (Nxtra) | Applicant | Navi Mumbai (Mahape) | Navi Mumbai - TTC/Thane-Belapur | CTE expansion (Feb-25); CTO part (Jun-25) | Approved | [7 empty] | https://mpcb.gov.in/sites/default/files/inline-files/Action_Taken_Report_of_2nd_CAC_Meeting.pdf | Y
M024 | MPCB | CTE 0000145905 | 15th CAC 2022-23 (minutes & index) | 2022-23 | Gramercy Techpark Pvt Ltd | Lumina CloudInfra -> AirTrunk (inferred) | Lumina's Airoli project listed at 'Gramercy Techpark' | Plot 7 & 7A, TTC Airoli | Navi Mumbai - TTC/Thane-Belapur | Consent to Establish | Approved | [5 empty] | 1495 | Plot 24,350; BUA 86,044 | https://mpcb.gov.in/sites/default/files/inline-files/Minutes%20of%2015th%20CAC%20Establish%20Booklet%20no%2065.pdf | Y
M025 | MPCB / SEIAA | CTO 0000240730; SIA/MH/INFRA2/484959/2024 | 1st CAC 2025-26; 310th & 311th(A) SEIAA agendas | 2025-05-13 | Gramercy Techpark Pvt Ltd | Lumina / AirTrunk | as above | Plot 7 & 7A, TTC Airoli | Navi Mumbai - TTC/Thane-Belapur | CTO (part); EC expansion | Approved / on agenda | [7 empty] | https://mpcb.gov.in/sites/default/files/inline-files/Action_Taken_Report_of_1st_CAC_Meeting_Part_I.pdf | Y
M026 | MPCB | CTE 0000200798 & 0000219658 | 2nd & 11th CAC 2024-25 | 2024-12-05 | Gramercy Business Hub Pvt Ltd | Unknown (Gramercy group) | Same group as Lumina SPV | Plot A-831, TTC Mahape | Navi Mumbai - TTC/Thane-Belapur | Consent to Establish | Approved | [7 empty] | https://mpcb.gov.in/sites/default/files/inline-files/ATR_of_2nd_CAC_meeting.pdf | Y | Use not stated - data-centre use unconfirmed
M027 | SEIAA / MPCB | SIA/MH/INFRA2/509611/2024; CTE 0000185134 | 308th SEIAA agenda; 21st CAC 2023-24 | 2025-10-03 | Support Properties Pvt Ltd | AdaniConneX ('ACXNMI-01') | 'ACX' project code | Plot A-GEN-4, TTC Rabale / Ghansoli | Navi Mumbai - TTC/Thane-Belapur | EC expansion; CTE (Feb-24) | On agenda / approved | [7 empty] | https://www.ecmpcb.in/login/download_ec_document/MjMyMTI2NEMzMjYzNDM5M0IxRTJDRDY5MENBNDZFODcucGRm | Y
M028 | SEIAA / MPCB | SIA/MH/INFRA2/504527/2025; CTE 0000224730 | 311th(A) SEIAA agenda; 1st CAC 2025-26 | 2025-05-26 | Sify Infinit Spaces Ltd | Sify | Applicant (EC transferred from Print House (India) - 468263/2024) | R-847/2, R-979, R-847/3, R-847/3/1, R-848, W-377, TTC Rabale | Navi Mumbai - TTC/Thane-Belapur | EC expansion; CTE expansion | Approved / on agenda | [7 empty] | https://www.ecmpcb.in/login/download_ec_document/Nzg4MEM4QkU4NEYwNEI4MzhBOTA5OTlGQUFCQjU4MkQucGRm | Y
M029 | SEIAA | SIA/MH/INFRA2/496938/2024 | 310th SEIAA agenda | 2025-10-26 | Gargantuan Industrial Space Solutions Pvt Ltd | Unknown | - | Plot R-978, Sector 8, Rabale | Navi Mumbai - TTC/Thane-Belapur | EC expansion | On agenda | [7 empty] | https://www.ecmpcb.in/login/download_ec_document/ODY2MDg5MDRCMzNGNDNCN0JEMTFBNDUzNEI4MjlGNEQucGRm | Y
M030 | SEIAA | SIA/MH/INFRA2/533354/2025 | 310th SEIAA additional agenda | 2025-10-29 | Bearys Properties & Developments Pvt Ltd | NTT (likely; Bearys builds NTT NAV1A/1B) | Bearys brochure | Plot ES-05, TTC Mahape | Navi Mumbai - TTC/Thane-Belapur | EC | On agenda | [7 empty] | https://www.ecmpcb.in/login/download_ec_document/QjJCMzlBQzg5M0MzNDZERjg1NDQxQTZGN0YzQzE0MjMucGRm | Y
M031 | SEIAA | SIA/MH/INFRA2/517940/2025 | 309th SEIAA agenda | 2025-10-11 | Larsen & Toubro Ltd | L&T-Vyoma | Applicant | Plot EL-200, TTC Mahape | Navi Mumbai - TTC/Thane-Belapur | EC | On agenda | [7 empty] | https://www.ecmpcb.in/login/download_ec_document/MzI2MjVDNjJFNjhGNEFDMkFCRjA0MDc5NDdENUQ3QjMucGRm | Y
M032 | SEIAA | SIA/MH/INFRA2/502320/2024 | 304th & 313th SEIAA agendas | 2025-12-02 | Larsen & Toubro Ltd | L&T | Applicant | S.No. 39, 42, 49 Bhokarpada, Panvel | Navi Mumbai - Taloja/Panvel | EC (DC + residential) | On agenda | [7 empty] | https://www.ecmpcb.in/login/download_ec_document/MzMzQzM2MDM3QkQ5NEYxQUIyOTNEMjAyNEE2NUNFODgucGRm | Y
M033 | SEIAA / MPCB | SIA/MH/INFRA2/495143/2025; CTO 0000227513 | 309th SEIAA agenda; 17th CAC 2024-25 | 2025 | Newfound Properties & Leasing Pvt Ltd | K Raheja Corp / Mindspace | Applicant | Gen 2/1/D-F, TTC Juinagar | Navi Mumbai - TTC/Thane-Belapur | CTO Part-I for Bldg 5A (Data Centre) | Approved | [6 empty] | Bldg 5A BUA 32,971 | https://mpcb.gov.in/sites/default/files/inline-files/Action_Taken_Report_of_17th_CAC_Booklet_no_17_2024-25.pdf | Y
M034 | SEIAA / MPCB | SIA/MH/INFRA2/540748/2025; 0000232277 | 310th & 318th SEIAA agendas; 4th CAC 2025-26 | 2026-01 | Gigaplex Estate Pvt Ltd | K Raheja Corp / Mindspace | Applicant | IT-5, Airoli Knowledge Park (Bldg 8 = Data Centre) | Navi Mumbai - TTC/Thane-Belapur | CTO application; EC amendment | Listed | [5 empty] | 173.99 |  | https://mpcb.gov.in/sites/default/files/inline-files/Index_of_4th_CAC_Meeting_of_2025-26.pdf | Y
M035 | MPCB | CTE 0000175818; CTO 0000209776; Amend 0000013617 | 16th/17th CAC 2023-24; 4th & 13th CAC 2024-25 | 2023-12-08 | STT Global Data Centres India Pvt Ltd | STT GDC | Applicant | Plots 51 & 51/1, Gen-50/1, TTC Khairane | Navi Mumbai - TTC/Thane-Belapur | CTE; CTO (part); amendment | Approved |  | Amendment REMOVED 31 x 2,000 kVA DG sets | [5 empty] | https://mpcb.gov.in/sites/default/files/inline-files/Action_Taken_Report_of_13th_CAC_Minutes_Booklet_no_13.pdf | Y | DG sets removed by amendment, so no DG back-up counted
M036 | MPCB | CTO 0000220412; renewal 0000242125 | 14th CAC 2024-25; 2nd CAC 2025-26 | 2025-07-11 | NTT Global Data Centers NAV2 Pvt Ltd | NTT | Applicant | Plots B1 & B2, TTC Dighe, Airoli | Navi Mumbai - TTC/Thane-Belapur | CTO; renewal (part) | Approved | [7 empty] | https://mpcb.gov.in/sites/default/files/inline-files/Action_Taken_Report_of_2nd_CAC_Meeting.pdf | Y
M037 | MPCB | CTO 0000231448 | 1st CAC 2025-26 | 2025-05-29 | Princeton Digital Group (India) Management Pvt Ltd | PDG | Applicant | TTC Airoli & Dighe | Navi Mumbai - TTC/Thane-Belapur | Consent to 1st Operate | Approved | [7 empty] | https://mpcb.gov.in/sites/default/files/inline-files/Action_Taken_Report_of_1st_CAC_Meeting_Part_I.pdf | Y
M038 | MPCB | CTE exp 0000202331 | 5th CAC 2024-25 | 2024-25 | CtrlS India Pvt Ltd | CtrlS | Applicant | EL-201, 201pt, EL-202 & EL-229, TTC Mahape | Navi Mumbai - TTC/Thane-Belapur | CTE for expansion | Approved | [7 empty] | https://mpcb.gov.in/sites/default/files/inline-files/Action_Taken_report_of_5th_CAC_Booklet_no_5.pdf | Y
M039 | MPCB | 0000172442; renewal 0000227159 | 11th CAC 2023-24; 17th CAC 2024-25 | 2025-04-03 | Data Center Holdings India LLP | Colt DCS-RMZ | Applicant | Plots 5 & 5A, Kalwa Ind. Area, Airoli | Navi Mumbai - TTC/Thane-Belapur | CTO / renewal | Approved | [5 empty] | 756.8 |  | https://mpcb.gov.in/sites/default/files/inline-files/Agenda%20INdex%20of%2011th%20CAC%20Meeting.pdf | Y
M040 | MPCB | 0000171036 | 15th CAC 2023-24 | 2023-24 | Bridge Data Centres (Mumbai) LLP | Bridge Data Centres | Applicant | Plot 13, Kalwa Ind. Area, Digha | Navi Mumbai - TTC/Thane-Belapur | CTO renewal | Approved | [5 empty] | 598.52 |  | https://mpcb.gov.in/sites/default/files/inline-files/Index_Of_15th_CAC_Meeting.pdf | Y
M041 | MPCB | Renewal 0000223122 | 1st CAC 2025-26 | 2025-05-26 | NMDC Data Centre Pvt Ltd | Yotta / Hiranandani | CRISIL rationale | Bhokarpada (Panvel) & Talegaon Panshil (Khalapur) | Navi Mumbai - Taloja/Panvel | Renewal of consent | Approved | [7 empty] | https://mpcb.gov.in/sites/default/files/inline-files/Action_Taken_Report_of_1st_CAC_Meeting_Part_I.pdf | Y | Khalapur site is a second Yotta location
M042 | MPCB | CTO 0000132160 | 3rd CAC 2023-24 | 2023-24 | Persipina Developers Pvt Ltd | Hiranandani (Yotta park) | Location | Bhokarpada, Panvel | Navi Mumbai - Taloja/Panvel | CTO for DG sets | Approved | [7 empty] | https://mpcb.gov.in/sites/default/files/inline-files/Webhost%20Minutes%20of%203rd%20CAC%20Booklet%20no.%203.pdf | Y
M043 | MPCB | 0000211215 / 0000219542 | 11th & 16th CAC 2024-25 | 2025-03-19 | Nxtra Data Ltd (Pune-3) | Bharti Airtel (Nxtra) | Applicant | P-1-1 & P-1-2, RGIP Phase-III, Hinjewadi | Pune | CTE expansion; CTO (part) | Approved (after SCN) | [7 empty] | https://mpcb.gov.in/sites/default/files/inline-files/Action_Taken_Report_of_16th_CAC_Booklet_no._16_%281%29.pdf | Y
M044 | MPCB | 0000166776 | 13th CAC 2023-24 | 2023-24 | NTT Global Data Centers & Cloud Infrastructure India | NTT | Applicant | Saki Vihar / Marol, Mumbai | Mumbai (island/suburbs) | CTO renewal | Listed | [5 empty] | 960.53 |  | https://mpcb.gov.in/sites/default/files/inline-files/Agenda%20Index%20of%2013th%20CAC%20Meeting.pdf | Y
M045 | MERC | Case 88 of 2026 | MERC order | 2026-06-01 | Maharashtra STU (Lodha-funded DDF) | AWS, STT + one more DC | Order text | Ambernath (Palava), Thane | MMR - Palava/Ambernath/Taloja edge | Grid connectivity granted | Approved | 1450 | +1,500 MW under consideration; 4 x 500 MVA 400/220 kV | [5 empty] | https://merc.gov.in/wp-content/uploads/2026/06/Order-88-of-2026.pdf | Y | Connected-load column holds STU-granted connectivity
Totals (excluding the MERC connectivity row)
Connected load in permit records (MW) | [11 empty] | 644.622
DG back-up in permit records (MVA) | [11 empty] | 886.9
Capital investment in consent records (Rs cr) | [11 empty] | 29774.24
STU connectivity granted at Ambernath (MW) | [11 empty] | 1450
Permit records | [11 empty] | 45

## Govt_Aggregates
ID | Scope | Body / source owner | Metric | Value | Unit | As-of / date | Evidence tier | Source | Link | Read in source? (Y/N) | Notes
N001 | India | Ministry of Power - Rajya Sabha USQ 956 (MoS Shripad Naik) | Additional load from AI data centres projected by 2031-32 (CEA) | 26300 | MW | 2026-07-27 | A1 | Rajya Sabha unstarred question 956, answered 27-07-2026 | https://sansad.in/getFile/annex/271/AU956_9jPv13.pdf?source=pqars | Y | No state-wise split in the answer. Annexure: all-India peak 289 GW (FY27) -> 388 GW (FY32).
N002 | India | Ministry of Power (as reported) | ...of which already applied for STU connectivity | 17000 | MW | 2026-05-14 | D | Telborg briefing | https://telborg.com/datacentre-briefings/256 | N | 9.3 GW not yet applied; covers 11 states. Need primary confirmation.
N003 | India | Ministry of Power - Rajya Sabha USQ 4151 | Data-centre capacity projected by 2031-32 (earlier estimate) | 13560 | MW | 2026-03-30 | A1 | Rajya Sabha unstarred question 4151, answered 30-03-2026 | https://sansad.in/getFile/annex/270/AU4151_DoYAWR.pdf?source=pqars | Y | Same 13.56 GW in RS USQ 1753 (15-12-2025), which put present DC power requirement at ~1 GW. The official estimate roughly doubled (13.56 -> +26.3 GW) within four months.
N004 | India | Ministry of Power - Rajya Sabha USQ 1753 | Present power requirement of data centres | 1000 | MW | 2025-12-15 | A1 | Rajya Sabha unstarred question 1753, answered 15-12-2025 | https://sansad.in/getFile/annex/269/AU1753_OkjHmF.pdf?source=pqars | Y | 'details of electricity consumed by the Data Centres are not centrally maintained'.
N005 | India | MeitY (Lok Sabha USQ 2990) | Installed data-centre capacity in India | 1575 | MW | 2026-08-05 | A1 | Lok Sabha unstarred question 2990 | https://sansad.in/getFile/lsapps/loksabhaquestions/annex/188/AU2990_SqOT7j.pdf | Y | Up from 375 MW in 2020.
N006 | Maharashtra | MERC order Case 88/2026 (STU submission) | DC load with STU grid connectivity granted - Ambernath region alone | 1450 | MW | 2026-06-01 | A1 | MERC order 88/2026 | https://merc.gov.in/wp-content/uploads/2026/06/Order-88-of-2026.pdf | Y | Plus ~1,500 MW under consideration => 2,950 MW by 2028 in one 400 kV node.
N007 | Maharashtra | MSETCL STU Plan 2024-34 | New 765/400 kV transformation planned at Mahape solely for DC consumers | 6000 | MVA | 2024-25 | A1 | MSETCL STU plan, Annexure-E | https://www.mahatransco.in/uploads/docs/STU%20Plan%202024-25%20to%202033-24.pdf | Y | Plus 2,000 MVA at 400/220 kV.
N008 | Maharashtra | CMO adviser (Kaustubh Dhavse) | State data-centre capacity target by 2032 | 5700 | MW | 2026-09-03 | D | The420.in | https://the420.in/maharashtra-data-centre-investment-ai-5-7-gw-capacity/ | N | Also: >US$300bn of DC investment interest; Maharashtra ~66% of India DC capacity.
N009 | India | CEA Chairman (speech) | Data-centre capacity outlook | 25000 | MW | 2026-10-15 | D | Daily Prabhat | https://www.dailyprabhat.com/indias-data-centre-capacity-may-surge-to-24-26-gw-impact-on-overall-power-demand-to-remain-limited-cea-chairman/ | N | Range 24-26 GW; midpoint shown.
N010 | Maharashtra | Industries Dept & MIDC | Mega DC projects in pipeline (count) | 44 | projects | 2026-05-22 | A2 | IANS via NewKerala | https://www.newkerala.com/news/a/maharashtra-emerges-data-centre-capital-rs-1669-lakh-893.htm | N | 28 under construction (Rs 7.77 lakh cr), 16 planning (Rs 8.91 lakh cr); LoIs issued for 28 projects (Rs 12.46 lakh cr).
N011 | Maharashtra | Industries Dept & MIDC | Combined IT capacity of 44 projects | 23800 | MW | 2026-05-22 | A2 | IANS via NewKerala | https://www.newkerala.com/news/a/maharashtra-emerges-data-centre-capital-rs-1669-lakh-893.htm | N | A second figure, 31,879 MW, is 'mapped to land requirement'.
N012 | Maharashtra | Industries Dept & MIDC | Capacity mapped to land requirement | 31879 | MW | 2026-05-22 | A2 | IANS via NewKerala | https://www.newkerala.com/news/a/maharashtra-emerges-data-centre-capital-rs-1669-lakh-893.htm | N
N013 | Maharashtra | Industries Dept & MIDC | Total investment pipeline | 1669000 | Rs crore | 2026-05-22 | A2 | IANS via NewKerala | https://www.newkerala.com/news/a/maharashtra-emerges-data-centre-capital-rs-1669-lakh-893.htm | N | Rs 16.69 lakh crore.
N014 | Navi Mumbai | Industries Dept & MIDC | Navi Mumbai Hub capacity (7 projects) | 4040 | MW | 2026-05-22 | A2 | IANS via NewKerala | https://www.newkerala.com/news/a/maharashtra-emerges-data-centre-capital-rs-1669-lakh-893.htm | N | Rs 3.48 lakh crore.
N015 | Navi Mumbai | Industries Dept & MIDC | Taloja Corridor capacity (4 projects) | 3770 | MW | 2026-05-22 | A2 | IANS via NewKerala | https://www.newkerala.com/news/a/maharashtra-emerges-data-centre-capital-rs-1669-lakh-893.htm | N | Rs 1.31 lakh crore. Panvel South Rs 1.20 lakh cr (MW n/a).
N016 | Maharashtra | Industries Dept & MIDC | Water demand of DC pipeline | 856 | MLD | 2026-05-22 | A2 | IANS via NewKerala | https://www.newkerala.com/news/a/maharashtra-emerges-data-centre-capital-rs-1669-lakh-893.htm | N | Taloja 140 MLD; Navi Mumbai Hub 136 MLD.
N017 | Andhra Pradesh | AP Energy Dept / APTRANSCO | IT load of 16 DC projects (Vizag region) | 9100 | MW | 2026-06-10 | A2 | PTI via Telangana Today | https://telanganatoday.com/andhra-pradesh-plans-15-gw-transmission-network-for-data-centres | N | Total demand ~15 GW by FY2036-37.
N018 | Andhra Pradesh | AP ITE&C (4 GOs) | Capacity of 4 approved DC projects | 3498 | MW | 2026-08 | A2 | MediaNama | https://www.medianama.com/2026/08/223-andhra-pradesh-ai-data-centres/ | N | Rs 2.83 lakh cr; ~23% of AP record peak (15,016 MW).
N019 | Telangana | State (MoUs) | DC capacity in signed MoUs | 11000 | MW | 2026 | D | w.media | https://w.media/telangana-reveals-plans-to-build-a-1500-acre-data-center-city/ | N
N020 | Uttar Pradesh | Invest UP | DC Policy 2026 target (additional) | 2000 | MW | 2026-07-06 | A2 | Invest UP | https://invest.up.gov.in/uttar-pradesh-data-centre-policy-2026/ | N | 2021-policy dashboard: 29 MoUs, 644 MW proposed, ~101 MW commercialised.
N021 | Gujarat | Govt of Gujarat | DC Policy 2026-29 target | 7500 | MW | 2026 | A2 | Angel One | https://www.angelone.in/news/economy/gujarat-unveils-data-centre-policy-2026-29-with-target-of-6-lakh-crore-investment | N | ~10 GW of proposals received; incentives only for >=150 MW IT.
N022 | Karnataka | Govt of Karnataka | Sustainable DC Policy 2026-31 target | 1000 | MW | 2026-09 | A2 | MediaNama | https://www.medianama.com/2026/09/223-karnataka-sustainable-data-centre-policy/ | N | ~400 MW installed today.
N023 | India - operator | Adani Enterprises (AdaniConneX) | Tied-up capacity | 960 | MW | 2026-07 | B | AEL Q1 FY27 presentation | https://www.adanienterprises.com/-/media/Project/Enterprises/Investors/Investor-Downloads/Results-Presentations/AEL_Investor_Presentation.pdf | Y | 65.4 MW operational; '2 GW platform by 2030'.
N024 | India - operator | NTT GDC India (ICRA) | DC capacity | 280 | MW | 2025 | B | ICRA rationale | https://www.icra.in/Rating/GetRationalReportFilePdf?Id=141427 | Y | Capex Rs 1,200-1,500 cr/yr FY26-28; ~24-25% market share.
N025 | India - operator | Sify Infinit Spaces (DRHP) | Built IT capacity | 188 | MW | 2025-06-30 | B | DRHP coverage (Angel One) | https://www.angelone.in/news/ipos/sify-infinit-spaces-files-drhp-for-3-700-crore-ipo-data-centre-expansion-in-focus | N | 129 MW sold + 81 MW contracted for FY26-27 delivery.
N026 | India - operator | AirTrunk | India build plan by 2030 | 5000 | MW | 2026-06-05 | C | TechCrunch | https://techcrunch.com/2026/06/05/airtrunk-commits-30b-to-build-5gw-of-ai-data-centers-in-india/ | N | US$30bn; ~600 MW existing pipeline across Mumbai, Chennai, Hyderabad.
N027 | India - operator | Nxtra (Bharti Airtel) | Target capacity | 1000 | MW | 2026 | C | CRN Asia | https://www.crnasia.com/india/news/2026/airtel-raises-1-billion-for-nxtra-to-scale-ai-ready-data-centre-capacity-to-1-gw | N | ~250-300 MW today; US$1bn raise led by Alpha Wave.
N028 | India - utility | Tata Power | DC opportunity pipeline | 2800 | MW | 2026-10-14 | B | TaxGuru | https://taxguru.in/finance/business/tata-power-expands-data-centre-opportunities-with-2-8-gw-pipeline.html | N | See Grid sheet.

## To_Pull
# | Document to retrieve | Where | Why it matters | Blocker
1 | Source of the '17 GW applied with STUs / 11 states' split (not in RS USQ 956) | CEA data-centre committee papers; CEA resource-adequacy reviews; RTI to CEA | Would give state-wise DC connectivity applications - the most direct test of the client thesis | RESOLVED in part: RS USQ 956 retrieved - national figure only
2 | Maharashtra Industries/MIDC list of 44 mega DC projects (May-2026) | Industries Dept / MIDC / DGIPR press release; RTI if needed | Gives project-level names behind the 23.8 GW; compare against announcements | Only press summaries found
3 | SEIAA/SEAC minutes for the 19 DC proposals in MH_Permits (connected load, DG, transformer data) | environmentclearance.nic.in SEIAA minutes (scanned - OCR) & SEAC-2/3 minutes on ecmpcb.in | Hard power numbers per project | PARIVESH proposal search shows 'Coming soon'; agendas only list titles
4 | MSETCL STU connectivity register for data centres (all MH nodes, not just Ambernath) | RTI to MSETCL/STU; MERC petitions citing STU connectivity | MERC 88/2026 shows STU tracks DC connectivity by applicant - same data for Mahape/Kharghar/Taloja nodes would size the hidden pipeline | RESOLVED: MERC 88/2026 retrieved and read
5 | MSETCL connectivity approvals / MSEDCL HT applications for data centres | mahatransco.in (STU), mahadiscom.in; RTI | Applicant-level MVA - the most direct test of 'unannounced' capacity | Not published routinely
6 | MPCB consent-to-establish / operate lists filtered for data centres | mpcb.gov.in XGN consent search; consent committee minutes | DG set capacity (kVA) per site => proxy for facility MW; reveals unannounced projects | Portal search is form-based
7 | CIDCO / MIDC board resolutions on DC land allotments (Taloja, TTC, Kharghar, Raigad-Pen/MMRDA) | cidco.maharashtra.gov.in, midcindia.org, MMRDA PRs | Who has land; acreage => MW potential | Board minutes not indexed
8 | CTUIL CMETS minutes (all regions, 2025-26) - scan for bulk-consumer / DC applicants | ctuil.in -> ISTS consultation meeting minutes | DC operators applying for 50 MW+ ISTS connectivity | Volume (dozens of PDFs) - next pass
9 | AP ITE&C GOs (G.O.Ms.56, 59 and others, 2026) | apit.ap.gov.in / goir.ap.gov.in | Primary confirmation of MW for ReNew, Reliance, AM AI Factory | Mirror links 404
10 | Company filings: Lodha Q1/Q2 FY27 deck; Sify DRHP; Anant Raj deck; Tata Power Q2 FY27 deck; Techno Electric; Yotta | BSE/NSE filings | Firm MW, capex and tenant data | Next pass

## Sources
# | URL | Used in
1 | https://investors.coreweave.com/news/news-details/2026/CoreWeave-Enters-India-Expanding-AI-Cloud-Platform-With-AdaniConneX/default.aspx | Projects:P001
2 | https://inc42.com/buzz/coreweave-enters-india-partners-adaniconnex-for-240-mw-data-centre-capacity/ | Projects:P001
3 | https://www.adanienterprises.com/-/media/Project/Enterprises/Investors/Investor-Downloads/Results-Presentations/AEL_Investor_Presentation.pdf | Govt_Aggregates:N023, Projects:P002, Projects:P043, Projects:P047, Projects:P057, Projects:P060, Projects:P064
4 | https://www.datacenters.com/adaniconnex-navi | Projects:P003
5 | https://www.adani.com/newsroom/media-releases/government-of-maharashtra | Projects:P004
6 | https://blitzindiamedia.com/west/amazon-taloja-data-center-environmental-clearance-seiaa-2026/ | Projects:P005
7 | https://www.datacenterdynamics.com/en/news/aws-plans-430m-data-center-in-navi-mumbai-india/ | Projects:P005
8 | https://merc.gov.in/wp-content/uploads/2026/06/Order-88-of-2026.pdf | Govt_Aggregates:N006, Grid_Power:G004, MH_Permits:M045, Projects:P006
9 | https://www.saurenergy.com/solar-energy-news/maharashtra-approves-transmission-infrastructure-for-13-lakh-crore-data-centre-park-11902218 | Projects:P006
10 | https://w.media/palava-land-deal-points-to-digital-edges-second-india-data-center/ | Projects:P007
11 | https://finimize.com/content/lodha-confirms-palava-land-sale-to-data-center-builder | Projects:P007
12 | https://en.wikipedia.org/wiki/Data_centre_industry_in_India | Projects:P008
13 | https://www.aninews.in/news/business/maharashtra-issues-letter-of-intent-to-airtrunk-for-rs-2-lakh-crore-data-centre-project-in-raigad20260601123602/ | Projects:P009
14 | https://techcrunch.com/2026/06/05/airtrunk-commits-30b-to-build-5gw-of-ai-data-centers-in-india/ | Govt_Aggregates:N026, Projects:P009
15 | https://www.datacenterdynamics.com/en/news/ntt-announces-500mw-nav2-data-center-in-navi-mumbai-india/ | Projects:P010
16 | https://www.globaldatacenterhub.com/p/the-new-center-of-gravity-inside | Projects:P010
17 | https://services.global.ntt/en-us/services-and-products/global-data-centers/global-locations/india/navi-mumbai-data-center | Projects:P011
18 | https://assets.airtel.in/nxtra/pdf/EC_Environmental_Clearance_Certificate_Nxtra%20Mahape_DC-02_25.11.25.pdf | MH_Permits:M022, Projects:P012
19 | https://www.digitaledgedc.com/wp-content/uploads/2025/07/EC-Letter-Data-Center.pdf | MH_Permits:M021, Projects:P013
20 | https://www.digitaledgedc.com/digital-edge-india/ | Projects:P013
21 | https://www.sifytechnologies.com/data-center/rabale-data-center/ | Projects:P014
22 | https://sifyinfinitspaces.com/wp-content/uploads/2025/07/Sify-Infinit-Spaces-IR-2025.pdf | Projects:P014
23 | https://colocation.yotta.com/data-center/nm1-datacenter-mumbai-region-maharashtra/ | Projects:P015
24 | https://dcpulse.com/project/yotta-nm2-navi-mumbai-datacenter | Projects:P015
25 | https://www.ctrls.com/ | Projects:P016
26 | https://www.ctrls.com/dc-visit-mumbai/ | Projects:P016
27 | https://www.sttelemediagdc.com/in-en/locations/mumbai | Projects:P017
28 | https://www.communicationstoday.co.in/stt-gdc-india-buys-navi-mumbai-land-for-%E2%82%B9282-crore-data-centre-project/ | Projects:P017
29 | https://www.datacenterdynamics.com/en/news/pdg-breaks-ground-on-latest-mumbai-data-center/ | Projects:P018
30 | https://www.datacentermap.com/india/navi-mumbai/princeton-digital-mu2/ | Projects:P018
31 | https://www.capitaland.com/en/find-a-property/global-property-listing/data-centres/capitaland-s-datacentrenavimumbai1.html | Projects:P019
32 | https://airtrunk.com/location/bom2-mumbai/ | Projects:P020
33 | https://www.datacenterdynamics.com/en/news/apac-data-center-firm-airtrunk-enters-india-acquires-lumina-cloudinfra/ | Projects:P020
34 | https://www.icra.in/Rating/ShowRationalReportFilePdf/141442 | Projects:P021
35 | https://indianinfrastructure.com/2026/10/16/colt-dcs-and-rmz-begin-construction-of-third-data-centre-in-mumbai/ | Projects:P021
36 | https://www.larsentoubro.com/pressreleases/2026/2026-01-21-larsen-toubro-vyoma-breaks-ground-on-40-mw-green-ai-ready-data-centre-in-navi-mumbai | Projects:P022
37 | https://www.crnasia.com/india/news/2026/esr-enters-india-data-centre-market-with-60-mw-facility-in-mumbai | Projects:P023
38 | https://zerradc.com/projects/navi-mumbai/ | Projects:P024
39 | https://www.datacenterdynamics.com/en/news/maharashtra-state-govt-partners-with-prestige-to-develop-data-center-in/ | Projects:P025
40 | https://www.business-standard.com/industry/news/renew-signs-mou-with-maharashtra-for-70-000-crore-green-data-centre-park-126100801226_1.html | Projects:P026
41 | https://indianinfrastructure.com/2026/10/13/renew-signs-rs-700-billion-mou-with-maharashtra-government-to-develop-green-integrated-data-centre-park-in-mmr/ | Projects:P026
42 | https://www.prnewswire.com/in/news-releases/trentar-signs-30-000-crore-3-3-bn-mou-with-maharashtra-for-500-mw-green-integrated-data-center-park-302899623.html | Projects:P027
43 | https://propnewstime.com/latestnewsstories/MzY3MDg=/avisirah-raises-inr-75-crore-for-navi-mumbai-data-centre | Projects:P028
44 | https://environmentclearance.nic.in/DownloadPfdFile.aspx?FileName=Kwy+a1Xl%2FGHp2kMbJYBd8GPrFSz%2FNzzr1mrm87hA6RfsBvasy5U%2FhwjR4PRxBwwupD8Lw8MExL5FqtSFZLEOTQ%3D%3D&FilePath=93ZZBm8LWEXfg+HAlQix2fE2t8z%2FpgnoBhDlYdZCxzXTbTpOQqzWjBW0IF63rxBVcDlG0LKdfbGNs0Ou%2FTEvAA%3D%3D | MH_Permits:M001, Projects:P029
45 | https://housing.com/news/google-rents-data-centre-space-in-navi-mumbai-midc/ | Projects:P029
46 | https://mpcb.gov.in/en/cac-meetings | Projects:P030, Projects:P031, Projects:P032, Projects:P037, Projects:P038, Projects:P039, Projects:P041, Projects:P042
47 | https://www.ecmpcb.in/login/download_ec_document/ODY2MDg5MDRCMzNGNDNCN0JEMTFBNDUzNEI4MjlGNEQucGRm | MH_Permits:M003, MH_Permits:M029, Projects:P030, Projects:P036
48 | https://www.ecmpcb.in/login/download_ec_document/RTE1NjUyREEwNzhCNEQ1MzkwRTZDQUVFOTNEQUIyRjYucGRm | MH_Permits:M013, Projects:P031
49 | https://www.ecmpcb.in/login/download_ec_document/QjJCMzlBQzg5M0MzNDZERjg1NDQxQTZGN0YzQzE0MjMucGRm | MH_Permits:M030, Projects:P033
50 | https://bearysgroup.com/wp-content/uploads/2024/01/Bearys-Data-Centre-e-brochure.pdf | Projects:P033
51 | https://www.ecmpcb.in/login/download_ec_document/MzMzQzM2MDM3QkQ5NEYxQUIyOTNEMjAyNEE2NUNFODgucGRm | MH_Permits:M018, MH_Permits:M032, Projects:P034, Projects:P041
52 | https://www.ecmpcb.in/login/download_ec_document/MjMyMTI2NEMzMjYzNDM5M0IxRTJDRDY5MENBNDZFODcucGRm | MH_Permits:M027, Projects:P035
53 | https://www.scribd.com/document/1014690774/Adaniconnex-Navi-Mumbai | Projects:P035
54 | https://environmentclearance.nic.in/writereaddata/FormB/agenda/2801202685869228318FinalAgenda.pdf | Projects:P037
55 | https://mahapreit.in/assets/uploads/tender-ext-65-1786725791.pdf | Projects:P040
56 | https://www.ecmpcb.in/login/download_ec_document/MEE0OEVGQjI1RjNDNENERjhCMDEwNkI0NjI1Njg2MjYucGRm | Projects:P042
57 | https://www.datacenterdynamics.com/en/news/microsoft-acquires-16-acre-plot-in-pune-india-for-data-center-expansion/ | Projects:P044
58 | https://www.businessworld.in/article/microsoft-acquires-land-in-pune-for-rs-453-cr-to-expand-data-center-operations-533028 | Projects:P044
59 | https://www.constructionworld.in/policy-updates-and-economic-news/tcc-concept-plans-60-mw-data-centre-campus-in-pune/95832 | Projects:P045
60 | https://cdn.prod.website-files.com/5d70c9269b8d7bd25d8b1696/6a7eb3b63aaa0bf811886bd4_C5dmjgRvarnSVWAcsazFlsX-Tk7A3FFIaxfaW49XR8g.pdf | Projects:P046
61 | https://www.googlecloudpresscorner.com/2026-04-28-Google-Breaks-Ground-on-India-AI-Hub,-Launching-a-National-Industrial-Ecosystem-Alongside-Indias-Digital-Infrastructure-Milestone | Projects:P046
62 | https://www.deccanherald.com/india/andhra-pradesh/andhra-sipb-clears-rils-rs-108010-crore-vizag-data-centre-proposal-3993372 | Projects:P048
63 | https://www.medianama.com/2026/08/223-andhra-pradesh-ai-data-centres/ | Govt_Aggregates:N018, Projects:P048, Projects:P049, Projects:P050
64 | https://www.business-standard.com/amp/technology/artificial-intelligence/andhra-approves-31-387-crore-green-ai-data-centre-project-in-visakhapatnam-126082200884_1.html | Projects:P051
65 | https://telanganatoday.com/andhra-pradesh-plans-15-gw-transmission-network-for-data-centres | Govt_Aggregates:N017, Grid_Power:G014, Projects:P052
66 | https://www.business-standard.com/companies/news/fortune-to-set-up-60-000-cr-hyperscale-ai-data-centre-park-in-telangana-126091000632_1.html | Grid_Power:G015, Projects:P053
67 | https://www.medianama.com/2026/09/223-tcs-hypervault-ai-data-centre-telangana/ | Projects:P054
68 | https://techcrunch.com/2026/02/18/openai-taps-tata-for-100mw-ai-data-center-capacity-in-india-eyes-1gw/ | Projects:P054
69 | https://w.media/telangana-reveals-plans-to-build-a-1500-acre-data-center-city/ | Govt_Aggregates:N019, Projects:P055, Projects:P056
70 | https://www.datacenterdynamics.com/en/news/aws-to-invest-7bn-in-data-centers-in-hyderabad-india/ | Projects:P058
71 | https://www.aboutamazon.in/news/aws/aws-data-centre-hyderabad | Projects:P058
72 | https://www.capitaland.com/content/dam/capitaland-newsroom/International/2026/october/cli-affirms-long-term-commitment-to-tamil-nadu/CapitaLand%20Investment%20reaffirms%20long-term%20commitment%20to%20Tamil%20Nadu%20with%20unveiling%20of%20new%20Chennai%20data%20centre.pdf | Projects:P059
73 | https://www.sifytechnologies.com/data-center/chennai02-data-center/ | Projects:P061
74 | https://arusgrid.com/project/in-maa-sify-siruseri | Projects:P062
75 | https://theprint.in/ground-reports/inside-chennais-data-centres-fortresses-of-the-ai-era/2856488/ | Projects:P063
76 | https://uplc.up.gov.in/en/page/uttar-pradesh-data-center-policy | Projects:P065, Projects:P066
77 | https://invest.up.gov.in/uttar-pradesh-data-centre-policy-2026/ | Govt_Aggregates:N020, Projects:P065
78 | https://services.global.ntt/en-us/services-and-products/global-data-centers/global-locations/india/noida-2-data-center | Projects:P067
79 | https://www.pv-magazine-india.com/2026/06/10/reliance-meta-to-develop-168-mw-ai-data-centre-powered-by-renewable-energy-in-jamnagar/ | Projects:P068
80 | https://www.businessworld.in/article/adani-arm-gets-odisha-nod-for-rs-1-04-lakh-cr-data-centre-park-625673 | Projects:P069
81 | https://indianinfrastructure.com/2026/08/04/adani-group-proposes-rs-1-trillion-ai-data-centre-in-odisha/ | Projects:P069
82 | https://www.techpillow.co/blog/hcltech-sarvam-odisha-sovereign-ai-data-centre-2026 | Projects:P070
83 | https://www.datacenterdynamics.com/en/news/hiranandani-group-build-six-hyperscale-data-centers-bengal/ | Projects:P071
84 | https://services.global.ntt/en-us/services-and-products/global-data-centers/global-locations/india/kolkata-1-data-center | Projects:P072
85 | https://www.valueresearchonline.com/stories/228694/anant-raj-data-centre-execution-delay-investment-risk/ | Projects:P073
86 | https://www.ziromarket.com/blog/anant-raj-data-centre-haryana-mou-2026 | Projects:P073
87 | https://w.media/karnataka-plans-three-sustainable-data-center-parks-with-combined-capacity-of-1-gw/ | Projects:P074
88 | https://www.mahatransco.in/uploads/docs/STU%20Plan%202024-25%20to%202033-24.pdf | Govt_Aggregates:N007, Grid_Power:G001, Grid_Power:G002, Grid_Power:G003
89 | https://www.business-standard.com/markets/capital-market-news/bajel-projects-gains-on-bagging-mega-order-for-gis-substation-in-mumbai-126060300276_1.html | Grid_Power:G005
90 | https://taxguru.in/finance/business/tata-power-expands-data-centre-opportunities-with-2-8-gw-pipeline.html | Govt_Aggregates:N028, Grid_Power:G006
91 | https://www.techpolicy.press/mumbais-data-center-dreams-run-on-coal-and-inequality/ | Grid_Power:G007
92 | https://www.eqmagpro.com/petition-for-application-of-adani-electricity-mumbai-infra-limited-for-the-first-amendment-of-transmission-licence-eq/ | Grid_Power:G008
93 | https://www.structureresearch.net/product/mumbai-pune-dcai-report-2026-data-centre-colocation-hyperscale-cloud-ai-interconnection/ | Grid_Power:G009
94 | https://www.ctuil.in/uploads/ists_consultation_meeting/minutes/171076102952Minutes%20of%2026th%20CMETS-WR_final.pdf | Grid_Power:G010
95 | https://www.ctuil.in/uploads/ists_consultation_meeting/minutes/17718323234441st%20WR%20CMETS%20MOM.pdf | Grid_Power:G011, Grid_Power:G012
96 | https://www.ctuil.in/uploads/ists_consultation_meeting/minutes/176242143922Minutes%20of%2041st%20CMETS%20NR%20meeting%20held%20on%2010-10-2025.pdf | Grid_Power:G013
97 | https://powerpeakdigest.com/maharashtra-green-data-center-policy-expansion/ | Grid_Power:G016
98 | https://solarquarter.com/2026/07/06/merc-pulls-up-msedcl-msetcl-over-delays-in-green-energy-long-term-open-access-applications/ | Grid_Power:G017
99 | https://mpcb.gov.in/sites/default/files/inline-files/Action_Taken_report_of_5th_CAC_Booklet_no_5_0.pdf | MH_Permits:M002
100 | https://mpcb.gov.in/sites/default/files/inline-files/Agenda%20Index%20of%2014th%20CAC%20Meeting.pdf | MH_Permits:M004
101 | https://environmentclearance.nic.in/writereaddata/FormB/agenda/1509202585756580%28740114%29MINUTESOF301DAY-4TABLEITEM-Copy.pdf | MH_Permits:M005, MH_Permits:M008, MH_Permits:M010
102 | https://mpcb.gov.in/sites/default/files/inline-files/Agenda%20Index%20of%205th%20CAC%20Meeting%20of%202023-24.pdf | MH_Permits:M006
103 | https://mpcb.gov.in/sites/default/files/inline-files/Action_Taken_Report_of_15th_CAC_Booklet_no_15_%281%29.pdf | MH_Permits:M007, MH_Permits:M011
104 | https://mpcb.gov.in/sites/default/files/inline-files/Action_Taken_Report_of_6th_CAC_Meeting_2024-25.pdf | MH_Permits:M009
105 | https://mpcb.gov.in/sites/default/files/inline-files/Action_taken_Report_of_16th_CAC_Booklet_no_16.pdf | MH_Permits:M012
106 | https://environmentclearance.nic.in/writereaddata/FormB/agenda/2107202594781152MINUTESOF296DAY-3PART-B.pdf | MH_Permits:M014
107 | https://environmentclearance.nic.in/writereaddata/FormB/agenda/2302202697285484%28921161%29MINUTESOF319DAY-5PART-B.pdf | MH_Permits:M015
108 | https://mpcb.gov.in/sites/default/files/inline-files/Minutes%20of%2015th%20CAC%20Establish%20Booklet%20no%2065.pdf | MH_Permits:M016, MH_Permits:M017, MH_Permits:M024
109 | https://mpcb.gov.in/sites/default/files/inline-files/Webhost_Minutes_of_3rd_CAC_meeting.pdf | MH_Permits:M019
110 | https://mpcb.gov.in/sites/default/files/inline-files/Action_Taken_Report_of_17th_CAC_Booklet_no_17_2024-25.pdf | MH_Permits:M020, MH_Permits:M033
111 | https://mpcb.gov.in/sites/default/files/inline-files/Action_Taken_Report_of_2nd_CAC_Meeting.pdf | MH_Permits:M023, MH_Permits:M036
112 | https://mpcb.gov.in/sites/default/files/inline-files/Action_Taken_Report_of_1st_CAC_Meeting_Part_I.pdf | MH_Permits:M025, MH_Permits:M037, MH_Permits:M041
113 | https://mpcb.gov.in/sites/default/files/inline-files/ATR_of_2nd_CAC_meeting.pdf | MH_Permits:M026
114 | https://www.ecmpcb.in/login/download_ec_document/Nzg4MEM4QkU4NEYwNEI4MzhBOTA5OTlGQUFCQjU4MkQucGRm | MH_Permits:M028
115 | https://www.ecmpcb.in/login/download_ec_document/MzI2MjVDNjJFNjhGNEFDMkFCRjA0MDc5NDdENUQ3QjMucGRm | MH_Permits:M031
116 | https://mpcb.gov.in/sites/default/files/inline-files/Index_of_4th_CAC_Meeting_of_2025-26.pdf | MH_Permits:M034
117 | https://mpcb.gov.in/sites/default/files/inline-files/Action_Taken_Report_of_13th_CAC_Minutes_Booklet_no_13.pdf | MH_Permits:M035
118 | https://mpcb.gov.in/sites/default/files/inline-files/Action_Taken_report_of_5th_CAC_Booklet_no_5.pdf | MH_Permits:M038
119 | https://mpcb.gov.in/sites/default/files/inline-files/Agenda%20INdex%20of%2011th%20CAC%20Meeting.pdf | MH_Permits:M039
120 | https://mpcb.gov.in/sites/default/files/inline-files/Index_Of_15th_CAC_Meeting.pdf | MH_Permits:M040
121 | https://mpcb.gov.in/sites/default/files/inline-files/Webhost%20Minutes%20of%203rd%20CAC%20Booklet%20no.%203.pdf | MH_Permits:M042
122 | https://mpcb.gov.in/sites/default/files/inline-files/Action_Taken_Report_of_16th_CAC_Booklet_no._16_%281%29.pdf | MH_Permits:M043
123 | https://mpcb.gov.in/sites/default/files/inline-files/Agenda%20Index%20of%2013th%20CAC%20Meeting.pdf | MH_Permits:M044
124 | https://sansad.in/getFile/annex/271/AU956_9jPv13.pdf?source=pqars | Govt_Aggregates:N001
125 | https://telborg.com/datacentre-briefings/256 | Govt_Aggregates:N002
126 | https://sansad.in/getFile/annex/270/AU4151_DoYAWR.pdf?source=pqars | Govt_Aggregates:N003
127 | https://sansad.in/getFile/annex/269/AU1753_OkjHmF.pdf?source=pqars | Govt_Aggregates:N004
128 | https://sansad.in/getFile/lsapps/loksabhaquestions/annex/188/AU2990_SqOT7j.pdf | Govt_Aggregates:N005
129 | https://the420.in/maharashtra-data-centre-investment-ai-5-7-gw-capacity/ | Govt_Aggregates:N008
130 | https://www.dailyprabhat.com/indias-data-centre-capacity-may-surge-to-24-26-gw-impact-on-overall-power-demand-to-remain-limited-cea-chairman/ | Govt_Aggregates:N009
131 | https://www.newkerala.com/news/a/maharashtra-emerges-data-centre-capital-rs-1669-lakh-893.htm | Govt_Aggregates:N010, Govt_Aggregates:N011, Govt_Aggregates:N012, Govt_Aggregates:N013, Govt_Aggregates:N014, Govt_Aggregates:N015, Govt_Aggregates:N016
132 | https://www.angelone.in/news/economy/gujarat-unveils-data-centre-policy-2026-29-with-target-of-6-lakh-crore-investment | Govt_Aggregates:N021
133 | https://www.medianama.com/2026/09/223-karnataka-sustainable-data-centre-policy/ | Govt_Aggregates:N022
134 | https://www.icra.in/Rating/GetRationalReportFilePdf?Id=141427 | Govt_Aggregates:N024
135 | https://www.angelone.in/news/ipos/sify-infinit-spaces-files-drhp-for-3-700-crore-ipo-data-centre-expansion-in-focus | Govt_Aggregates:N025
136 | https://www.crnasia.com/india/news/2026/airtel-raises-1-billion-for-nxtra-to-scale-ai-ready-data-centre-capacity-to-1-gw | Govt_Aggregates:N027